## CEC approved inverters
CEC approved inverters
The Clean Energy Council (CEC) approved inverters list is to be used in conjunction with REC Registry bulk upload guidelines.
Data as at 02/09/2026
Manufacturer | Series | Model Number | AC Power (kW) | Approval Date | Expiry date
Sigenergy Technology Co Ltd | Sigen Energy Storage System | SigenStor-10S-27.86 (AS4777-2 2020) | 9.999 | 2026-04-16 | 2027-12-31
Shanghai SIGEN New Energy Technology Co Ltd | Sigen Energy Storage System | SigenStor-30T-16 (AS4777-2 2020) | 29.999 | 2024-10-03 | 2027-10-03
Sigenergy Technology Co Ltd | Sigen Energy Storage System | SigenStor-10T-33.14 (AS4777-2 2020) | 9.999 | 2026-04-16 | 2027-12-31
Asian Power Devices Inc | PV H3 | PV 8KTL-D3/G2 (AS4777-2 2020) | 8 | 2023-02-23 | 2025-08-23
Sigenergy Technology Co Ltd | Sigen Energy Storage System | SigenStor-25T-EV12-18.08 (AS4777-2 2020) | 25 | 2026-04-16 | 2027-12-31
SolaX Power Network Technology (Zhe jiang) Co Ltd | X3 MIC | X3-MIC-4K-G2 (AS4777-2 2020) | 4 | 2022-07-01 | 2025-08-14
Sigenergy Technology Co Ltd | Sigen Energy Storage System | SigenStor-3S-EV12-16.78 (AS4777-2 2020) | 3 | 2026-04-16 | 2027-12-31
GoodWe Technologies Co Ltd | BTC | GW50K06-BTC (AS4777-2 2020) | 50 | 2023-08-14 | 2025-08-23
Fronius Australia Pty Ltd | Symo | Symo 7.0-3-M (AS4777-2 2020) | 7 | 2021-12-02 | 2026-11-17
Sigenergy Technology Co Ltd | Sigen Energy Storage System | SigenStor-10S-49.26 (AS4777-2 2020) | 9.999 | 2026-04-16 | 2027-12-31
Sigenergy Technology Co Ltd | Sigen Energy Storage System | SigenStor-10S-47.56 (AS4777-2 2020) | 9.999 | 2026-04-16 | 2027-12-31
Shenzhen Sinexcel Isuna Energy Technology Co Ltd | Isuna S-SL | Isuna 3600S (AS4777-2 2020) | 3.6 | 2026-02-13 | 2029-02-13
Alpha ESS Co Ltd | SMILE-B5 Series | SMILE-B5 VI (AS4777-2 2020) | 5 | 2024-08-15 | 2027-10-12
Sigenergy Technology Co Ltd | Sigen Energy Storage System | SigenStor-15T-EV25-17.1 (AS4777-2 2020) | 15 | 2026-04-16 | 2027-12-31
Sigenergy Technology Co Ltd | Sigen Energy Storage System | SigenStor-5S-33.14 (AS4777-2 2020) | 4.999 | 2026-04-16 | 2027-12-31
Sigenergy Technology Co Ltd | Sigen Energy Storage System | SigenStor-20T-EV12-36.16 (AS4777-2 2020) | 20 | 2026-04-16 | 2027-12-31
Ningbo Sunways Technologies Co Ltd | STT-4~25KTL | STT-17KTL (AS4777-2 2020) | 17 | 2022-08-18 | 2025-08-18
Sigenergy Technology Co Ltd | Sigen Energy Storage System | SigenStor-10S-41.2 (AS4777-2 2020) | 9.999 | 2026-04-16 | 2027-12-31
Ginlong Technologies Co Ltd | S5 | S5-GR3P9K-AU (AS4777-2 2020) | 9 | 2024-08-23 | 2026-10-21
Alpha ESS Co Ltd | SMILE-G3 | SMILE-G3-T5-INV (AS4777-2 2020) | 5 | 2026-04-17 | 2029-04-17
GoodWe Technologies Co Ltd | ESA | GW9.999K-BTA-G20 (AS4777-2 2020) | 9.999 | 2026-07-01 | 2029-07-01
Sigenergy Technology Co Ltd | Sigen Hybrid Inverter | Sigen PV 110M1-HYA-AU (AS4777-2 2020) | 110 | 2026-01-29 | 2029-01-29
Selectronic Australia | SP PRO | SPLC1202 (AS4777-2 2020) | 20 | 2022-08-31 | 2025-09-15
Sigenergy Technology Co Ltd | Sigen Energy Storage System | SigenStor-8S-44.22 (AS4777-2 2020) | 8 | 2026-04-16 | 2027-12-31
Altenergy Power System Inc | DS3D | DS3D (AS4777-2 2020) | 1.8 | 2023-03-08 | 2025-11-23
Jiangsu Weiheng Intelligent Technology Co Ltd | Copia-TH | WH-THA602 (AS4777-2 2020) | 6 | 2024-07-11 | 2027-07-11
8 Star Energy Pty Ltd | Energizer Solar Force S Series | Force 7.0S (AS4777-2 2020) | 7 | 2022-09-29 | 2027-05-08
Sigenergy Technology Co Ltd | Sigen Energy Storage System | SigenStor-25T-22.48 (AS4777-2 2020) | 25 | 2026-04-16 | 2027-12-31
Wuxi Solinteg Power Co Ltd | Integ M Series | MHS-6K-30 (AS4777-2 2020) | 6 | 2023-12-11 | 2028-07-25
Sigenergy Technology Co Ltd | Sigen Energy Storage System | SigenStor-3S-EV12-44.22 (AS4777-2 2020) | 3 | 2026-04-16 | 2027-12-31
Sigenergy Technology Co Ltd | Sigen Energy Storage System | SigenStor-25T-42.18 (AS4777-2 2020) | 25 | 2026-04-16 | 2027-12-31
Asian Power Devices Inc | PV H3 | PV 22KTL-D3/G2 (AS4777-2 2020) | 22 | 2023-02-23 | 2025-08-23
Sigenergy Technology Co Ltd | Sigen Energy Storage System | SigenStor-10S-EV12-43.24 (AS4777-2 2020) | 9.999 | 2026-04-16 | 2027-12-31
Shanghai Chint Power Systems Co LTD | CPS SCA-T | CPS SCA15KTL-T1/EU (AS4777-2 2020) | 15 | 2023-08-29 | 2025-08-23
Sigenergy Technology Co Ltd | Sigen Energy Storage System | SigenStor-10T-EV12-9.04 (AS4777-2 2020) | 9.999 | 2026-04-16 | 2027-12-31
Redback Operations Pty Ltd | Smart Inverter | SI5000 (AS4777-2 2020) | 5 | 2022-06-02 | 2025-04-01
Jiangsu Weiheng Intelligent Technology Co Ltd | AGAVE-SH | WH-SPHA5.0H-10.24kWh (AS4777-2 2020) | 5 | 2024-08-07 | 2027-01-11
GoodWe Technologies Co Ltd | DNS | GW4200D-NS (AS4777-2 2020) | 4.2 | 2022-06-03 | 2025-06-03
Shenzhen Sinexcel Electric Co Ltd | PWS1-500KTL-EX series | PWS1-500KTL-EX-6M8 (AS4777-2 2020) | 375 | 2023-04-26 | 2026-04-26
Fronius Australia Pty Ltd | Tauro | Tauro Eco 50-3-D (AS4777-2 2020) | 50 | 2024-11-22 | 2026-12-22
Alpha ESS Co Ltd | Storion-SMILE-B3 | Storion-SMILE-B3 V (AS4777-2 2020) | 3 | 2024-08-14 | 2027-01-27
Solar Bos Pty Ltd | AS3 | AS3-12K-T-W-P10-AUS (AS4777-2 2020) | 12 | 2026-06-19 | 2027-12-31
Sigenergy Technology Co Ltd | Sigen Energy Storage System | SigenStor-15T-19.8 (AS4777-2 2020) | 15 | 2026-04-16 | 2027-12-31
SolaX Power Network Technology (Zhe jiang) Co Ltd | X1-BOOST G4 | X1-BOOST-3.3K-G4 (AS4777-2 2020) | 3.3 | 2023-05-15 | 2028-01-13
Sigenergy Technology Co Ltd | Sigen Energy Storage System | SigenStor-10S-26.14 (AS4777-2 2020) | 9.999 | 2026-04-16 | 2027-12-31
Sigenergy Technology Co Ltd | Sigen Energy Storage System | SigenStor-10S-EV12-41.54 (AS4777-2 2020) | 9.999 | 2026-04-16 | 2027-12-31
Sigenergy Technology Co Ltd | Sigen PV Inverter | Sigen PV 110M2-AU (AS4777-2 2020) | 110 | 2026-01-29 | 2029-01-29
Sigenergy Technology Co Ltd | Sigen Energy Storage System | SigenStor-20T-26.14 (AS4777-2 2020) | 20 | 2026-04-16 | 2027-12-31
Sigenergy Technology Co Ltd | Sigen Energy Storage System | SigenStor-8S-16.78 (AS4777-2 2020) | 8 | 2026-04-16 | 2027-12-31
Sigenergy Technology Co Ltd | Sigen Energy Storage System | SigenStor-10T-EV12-27.12 (AS4777-2 2020) | 9.999 | 2026-04-16 | 2027-12-31
Sigenergy Technology Co Ltd | Sigen Energy Storage System | SigenStor-12S-EV12-42.18 (AS4777-2 2020) | 12 | 2026-04-16 | 2027-12-31
SolarEdge Technologies Ltd | Three Phase Inverter | SE25K (AS4777-2 2020) | 25 | 2021-12-17 | 2026-12-17
NingBo Deye Inverter Technology Co Ltd | SUN series | SUN-7.5K-G02P1-AU-AM2 (AS4777-2 2020) | 7.5 | 2025-07-22 | 2028-07-22
GoodWe Technologies Co Ltd | DNS | GW5000D-NS (AS4777-2 2020) | 4.999 | 2022-06-03 | 2025-06-03
Hoymiles Power Electronics Inc | HYS-LV | HYS-3.0LV-AUG1 (AS4777-2 2020) | 3 | 2023-09-27 | 2026-09-27
FOXESS CO LTD | KA | KA9.9 (AS4777-2 2020) | 9.9 | 2025-06-13 | 2028-06-13
Shanghai SIGEN New Energy Technology Co Ltd | Sigen Energy Storage System | SigenStor-8S-EV25-40 (AS4777-2 2020) | 8 | 2025-03-14 | 2027-12-31
Sigenergy Technology Co Ltd | Sigen Energy Storage System | SigenStor-6S-39.16 (AS4777-2 2020) | 6 | 2026-04-16 | 2027-12-31
Fronius Australia Pty Ltd | Primo GEN24 | Primo GEN24 6.0 (AS4777-2 2020) | 6 | 2021-11-27 | 2026-10-05
Jiangsu Koyoe Energy Technology Co Ltd | H3 Series | KY-EST12KH (AS4777-2 2020) | 12 | 2022-09-15 | 2025-09-14
ShenZhen HNergy Co Ltd | ES-series | HNESPS125-44M0 (AS4777-2 2020) | 125 | 2026-04-23 | 2029-04-23
GD Midea Air-conditioning Equipment Co Ltd | M1 Series | M1-T6K (AS4777-2 2020) | 6 | 2025-08-05 | 2028-08-05
Shanghai SIGEN New Energy Technology Co Ltd | Sigen Energy Storage System | SigenStor-10T-EV12-40 (AS4777-2 2020) | 9.999 | 2025-08-19 | 2027-12-31
Sigenergy Technology Co Ltd | Sigen Energy Storage System | SigenStor-5S-34.86 (AS4777-2 2020) | 4.999 | 2026-04-16 | 2027-12-31
BEIJING HUA XIN LIU HE INVESTMENT (AUSTRALIA) PTY LTD | Z20 | Z20I3KD (AS4777-2 2020) | 3 | 2022-05-19 | 2025-05-19
Sigenergy Technology Co Ltd | Sigen Energy Storage System | SigenStor-3S-EV12-24.1 (AS4777-2 2020) | 3 | 2026-04-16 | 2027-12-31
FOXESS CO LTD | H3 Plus | H3-125-Plus (AS4777-2 2020) | 125 | 2026-06-17 | 2029-06-17
Sigenergy Technology Co Ltd | Sigen Energy Storage System | SigenStor-12S-EV25-20.44 (AS4777-2 2020) | 12 | 2026-04-16 | 2027-12-31
FOXESS CO LTD | T-G3 Series | T25-G3 (AS4777-2 2020) | 25 | 2025-03-07 | 2028-03-07
Ningbo Sunways Technologies Co Ltd | STT-4~25KTL-P | STT-5KTL-P (AS4777-2 2020) | 5 | 2022-08-18 | 2027-07-20
Sigenergy Technology Co Ltd | Sigen Energy Storage System | SigenStor-30T-EV25-30.12 (AS4777-2 2020) | 29.999 | 2026-04-16 | 2027-12-31
SolaX Power Network Technology (Zhe jiang) Co Ltd | X3-HYB G4 PRO | X3-HYB-6.0-P (AS4777-2 2020) | 6 | 2026-05-01 | 2029-05-01
Sigenergy Technology Co Ltd | Sigen Energy Storage System | SigenStor-10S-EV25-6.02 (AS4777-2 2020) | 9.999 | 2026-04-16 | 2027-12-31
Wuxi Solinteg Power Co Ltd | Integ M Series | MHS-4.2K-30 (AS4777-2 2020) | 4.2 | 2023-12-11 | 2028-07-25
Sigenergy Technology Co Ltd | Sigen Energy Storage System | SigenStor-12S-32.5 (AS4777-2 2020) | 12 | 2026-04-16 | 2027-12-31
Yinergy Digital Power Technology Co Ltd | HI | HI-1P4.6K-L-Y1 (AS4777-2 2020) | 4.6 | 2026-06-05 | 2029-06-05
JingTsing Technology Ltd | JTES-PCS | JTES-PCS125K-1000/400-L05C1 (AS4777-2 2020) | 125 | 2026-08-27 | 2029-08-27
GCL Green Energy System Technology Co Ltd | Honor | RY-3.6KV-AUP1 (AS4777-2 2020) | 3.6 | 2023-12-01 | 2025-08-23
Sigenergy Technology Co Ltd | Sigen Energy Storage System | SigenStor-15T-EV12-19.8 (AS4777-2 2020) | 15 | 2026-04-16 | 2027-12-31
Sigenergy Technology Co Ltd | Sigen Energy Storage System | SigenStor-5S-36.56 (AS4777-2 2020) | 4.999 | 2026-04-16 | 2027-12-31
Sigenergy Technology Co Ltd | Sigen Energy Storage System | SigenStor-15T-EV12-42.26 (AS4777-2 2020) | 15 | 2026-04-16 | 2027-12-31
Victron Energy BV | MultiPlus-II | MultiPlus-II 48/15000/200-100 230V (AS4777-2 2020) | 15 | 2025-07-10 | 2028-07-10
Sigenergy Technology Co Ltd | Sigen Energy Storage System | SigenStor-5S-38.26 (AS4777-2 2020) | 4.999 | 2026-04-16 | 2027-12-31
Shenzhen Magarevo Technology Co Ltd | MPS series | MPS0500 | 500 | 2022-10-24 | 2025-10-24
Sigenergy Technology Co Ltd | Sigen Energy Storage System | SigenStor-6S-EV12-33.14 (AS4777-2 2020) | 6 | 2026-04-16 | 2027-12-31
Zhejiang Hyxi Technology Co Ltd | Single Phase String Inverter | HYX-S3K-S (AS4777-2 2020) | 3 | 2024-08-23 | 2027-08-23
Sigenergy Technology Co Ltd | Sigen Energy Storage System | SigenStor-12S-EV25-35.18 (AS4777-2 2020) | 12 | 2026-04-16 | 2027-12-31
Shenzhen SOFARSOLAR Co Ltd | SOFAR 3.3K~12KTLX-G3 | SOFAR 3.3KTLX-G3 (AS4777-2 2020) | 3 | 2024-09-07 | 2026-06-08
Shenzhen Growatt New Energy Co Ltd | MIN | MIN 6000TL-XH (AS4777-2 2020) | 6 | 2021-12-01 | 2025-01-08
Evantra IP Pty Ltd | NA | EVANTRA-3.6HS-10.24KWH (AS4777-2 2020) | 3.6 | 2023-09-26 | 2026-09-26
GoodWe Technologies Co Ltd | GEP 73-136kW Three Phase Series | GEP120-10 (AS4777-2 2020) | 120 | 2022-06-10 | 2025-06-10
SMA Australia Pty Ltd | Sunny Tripower | STP6.0-3AV-40 (AS4777-2 2020) | 6 | 2024-06-29 | 2027-06-29
Ginlong Technologies Co Ltd | 5G | RHI-4.6K-48ES-5G (AS4777-2 2020) | 4.6 | 2022-05-13 | 2025-06-17
Asian Power Devices Inc | HB L1 | PV 4K6HB-60 (AS4777-2 2020) | 4.6 | 2024-09-05 | 2025-08-23
Solar Bos Pty Ltd | Energy Vault | AS1-3KS-20.4 (AS4777-2 2020) | 3 | 2022-02-08 | 2026-01-22
Sigenergy Technology Co Ltd | Sigen Energy Storage System | SigenStor-20T-EV25-19.8 (AS4777-2 2020) | 20 | 2026-04-16 | 2027-12-31
Redback Operations Pty Ltd | SH | SH5000-G3 (AS4777-2 2020) | 5 | 2025-03-12 | 2028-03-12
Shenzhen SOFARSOLAR Co Ltd | 1.1K-3.3KTL-G3 | SOFAR 1100TL-G3 (AS4777-2 2020) | 1.1 | 2022-07-12 | 2025-07-12
Sigenergy Technology Co Ltd | Sigen Energy Storage System | SigenStor-12S-EV25-41.2 (AS4777-2 2020) | 12 | 2026-04-16 | 2027-12-31
GoodWe Technologies Co Ltd | XS | GW2500N-XS (AS4777-2 2020) | 2.5 | 2023-01-06 | 2025-08-23
Eaton Power Quality (Shanghai) Co Ltd | Eaton 93PCS | 93PCS 375 (AS4777-2 2020) | 375 | 2025-06-18 | 2028-06-18
Sigenergy Technology Co Ltd | Sigen Energy Storage System | SigenStor-10S-EV25-30.2 (AS4777-2 2020) | 9.999 | 2026-04-16 | 2027-12-31
Sigenergy Technology Co Ltd | Sigen Energy Storage System | SigenStor-12S-EV25-22.14 (AS4777-2 2020) | 12 | 2026-04-16 | 2027-12-31
Sigenergy Technology Co Ltd | Sigen Energy Storage System | SigenStor-12S-48.28 (AS4777-2 2020) | 12 | 2026-04-16 | 2027-12-31
Sigenergy Technology Co Ltd | Sigen Energy Storage System | SigenStor-10T-EV25-22.48 (AS4777-2 2020) | 9.999 | 2026-04-16 | 2027-12-31
Shanghai SIGEN New Energy Technology Co Ltd | Sigen Energy Storage System | SigenStor-5T-EV25-5 (AS4777-2 2020) | 5 | 2025-08-19 | 2027-12-31
Sigenergy Technology Co Ltd | Sigen Energy Storage System | SigenStor-5T-35.18 (AS4777-2 2020) | 5 | 2026-04-16 | 2027-12-31
SolarEdge Technologies Ltd | Three Phase Inverter | SE15K (AS4777-2 2020) | 15 | 2021-12-17 | 2026-12-17
Latronic Sunpower Pty Ltd | LS Series II | LS-2012 | 2 | 2024-02-18 | 2026-01-25
Shanghai Sieyuan Watten Technology Co Ltd | H1 | SiH-50kW-TH (AS4777-2 2020) | 50 | 2025-09-24 | 2028-09-24
Sigenergy Technology Co Ltd | Sigen Energy Storage System | SigenStor-5S-46.92 (AS4777-2 2020) | 4.999 | 2026-04-16 | 2027-12-31
Hengdian Group DMEGC Magnetics CO LTD | DM-INV-TPH | DM-INV-TPH8K (AS4777-2 2020) | 8 | 2026-01-23 | 2029-01-23
Sigenergy Technology Co Ltd | Sigen Energy Storage System | SigenStor-12S-46.58 (AS4777-2 2020) | 12 | 2026-04-16 | 2027-12-31
Jiangsu Koyoe Energy Technology Co Ltd | Three-Phase Hybrid Inverter | KY-EST06KH (AS4777-2 2020) | 6 | 2025-09-15 | 2027-05-29
Sigenergy Technology Co Ltd | Sigen Energy Storage System | SigenStor-12S-EV12-22.48 (AS4777-2 2020) | 12 | 2026-04-16 | 2027-12-31
Sungrow Power Supply Co Ltd | Residential | SH25T (AS4777-2 2020) | 25 | 2024-04-18 | 2027-04-18
SolaX Power Network Technology (Zhejiang) Co Ltd | X1-VAST | X1-VAST-6K (AS4777-2 2020) | 6 | 2025-05-16 | 2028-05-16
Latronic Sunpower Pty Ltd | LS Series II | LS-5048 | 5 | 2024-02-18 | 2025-10-01
Sigenergy Technology Co Ltd | Sigen Energy Storage System | SigenStor-5S-48.62 (AS4777-2 2020) | 4.999 | 2026-04-16 | 2027-12-31
Shanghai SIGEN New Energy Technology Co Ltd | Sigen Energy Storage System | SigenStor-15T-32 (AS4777-2 2020) | 15 | 2024-10-03 | 2027-10-03
Tesla Inc | Powerwall 3 AC with Backup Gateway 2 | 1707000-ACPW3-40.5 (AS4777-2 2020) | 5 | 2026-05-05 | 2027-12-31
Qingdao Nahui Energy Technology Co Ltd | HH3P | HH3P-6KA1/HU (AS4777-2 2020) | 6 | 2024-11-28 | 2027-11-28
GoodWe Technologies Co Ltd | GT | GW110K-GT (AS4777-2 2020) | 110 | 2025-08-13 | 2028-08-13
Sigenergy Technology Co Ltd | Sigen Energy Storage System | SigenStor-5T-34.2 (AS4777-2 2020) | 5 | 2026-04-16 | 2027-12-31
Sigenergy Technology Co Ltd | Sigen Energy Storage System | SigenStor-10T-EV25-41.28 (AS4777-2 2020) | 9.999 | 2026-04-16 | 2027-12-31
Sigenergy Technology Co Ltd | Sigen Energy Storage System | SigenStor-5T-18.08 (AS4777-2 2020) | 5 | 2026-04-16 | 2027-12-31
Hanwha Solutions Corporation | Q.HOME CORE | Q.VOLT H5S (AS4777-2 2020) | 5 | 2021-12-22 | 2025-06-02
SolaX Power Network Technology (Zhe jiang) Co Ltd | X1 Hybrid G4 | X1-Hybrid-3.7-M (AS4777-2 2020) | 3.68 | 2022-08-17 | 2025-06-30
Shenzhen SOFARSOLAR Co Ltd | HYD ES series | HYD 4600-ES (AS4777-2 2020) | 4.6 | 2022-06-23 | 2025-06-23
Sigenergy Technology Co Ltd | Sigen Energy Storage System | SigenStor-3S-EV12-15.06 (AS4777-2 2020) | 3 | 2026-04-16 | 2027-12-31
Shenzhen Enjoy Technology Co Ltd | EPCS | EPCS100-AM (AS4777-2 2020) | 100 | 2026-05-26 | 2029-05-26
Solar Bos Pty Ltd | HS2 | HS2-6K-S2-4 4G (AS4777-2 2020) | 6 | 2023-10-30 | 2027-04-30
Each Energy Technology (Suzhou) Co Ltd | EET-M1 | EET5KPro-M1 (AS4777-2 2020) | 5 | 2023-03-16 | 2026-03-16
Ginlong Technologies Co Ltd | S5 | S5-GR1P7K (AS4777-2 2020) | 7 | 2022-06-10 | 2028-03-28
8 Star Energy Pty Ltd | Force HT+ Series | Force 5.0HT+ (AS4777-2 2020) | 5 | 2026-02-25 | 2029-02-25
Each Energy Technology (Suzhou) Co Ltd | EET-M1 | EET25K-M1 (AS4777-2 2020) | 25 | 2023-03-16 | 2026-03-16
Eaton Power Quality (Shanghai) Co Ltd | Eaton 93PCS | 93PCS 250 (AS4777-2 2020) | 250 | 2025-06-18 | 2028-06-18
Sigenergy Technology Co Ltd | Sigen Energy Storage System | SigenStor-8S-EV12-26.14 (AS4777-2 2020) | 8 | 2026-04-16 | 2027-12-31
Sigenergy Technology Co Ltd | Sigen Energy Storage System | SigenStor-6S-EV12-39.16 (AS4777-2 2020) | 6 | 2026-04-16 | 2027-12-31
Asian Power Devices Inc | PV L1 | PV 6KTL-D1/G2P (AS4777-2 2020) | 6 | 2023-02-08 | 2025-08-23
ShenZhen Lux Power Technology Co Ltd | LXP-3-5KHybrid-NS | LXP-4KHybrid-NS (AS4777-2 2020) | 4 | 2022-09-01 | 2025-08-23
Sigenergy Technology Co Ltd | Sigen Energy Storage System | SigenStor-3S-37.54 (AS4777-2 2020) | 3 | 2026-04-16 | 2027-12-31
Shanghai SIGEN New Energy Technology Co Ltd | Sigen Energy Storage System | SigenStor-30T-21 (AS4777-2 2020) | 29.999 | 2025-08-19 | 2027-12-31
GoodWe Technologies Co Ltd | ET G2 | GW8000-ET-20 (AS4777-2 2020) | 8 | 2024-10-29 | 2027-10-29
NingBo Deye Inverter Technology Co Ltd | Three Phase String Inverter | SUN-3K-G05-AU (AS4777-2 2020) | 3 | 2023-06-22 | 2027-07-19
Sigenergy Technology Co Ltd | Sigen Energy Storage System | SigenStor-30T-EV25-40.56 (AS4777-2 2020) | 29.999 | 2026-04-16 | 2027-12-31
RedEarth Energy Storage Ltd | SunRise 3 phase | SRS-318 (AS4777-2 2020) | 10 | 2023-11-10 | 2025-08-23
Redback Operations Pty Ltd | Smart Battery | SB14200 (AS4777-2 2020) | 4.5 | 2022-05-10 | 2025-11-10
Ningbo Sunways Technologies Co Ltd | STT-4K~25KTL-P | STT-6KTL-P (AS4777-2 2020) | 6 | 2022-12-23 | 2025-12-23
Jiangsu Weiheng Intelligent Technology Co Ltd | TIANWU-AIO | WH-TIANWU-100-233B (AS4777-2 2020) | 100 | 2025-06-27 | 2028-06-27
Sigenergy Technology Co Ltd | Sigen Energy Storage System | SigenStor-10T-39.16 (AS4777-2 2020) | 9.999 | 2026-04-16 | 2027-12-31
Guangzhou Sanjing Electric Co Ltd | R5 | R5-10K-T2-15 (AS4777-2 2020) | 10 | 2022-02-02 | 2025-05-02
Sigenergy Technology Co Ltd | Sigen Energy Storage System | SigenStor-3S-39.24 (AS4777-2 2020) | 3 | 2026-04-16 | 2027-12-31
NingBo Deye Inverter Technology Co Ltd | Hybrid Inverter | SUN-6K-SG01HP3-AU-AM2 (AS4777-2 2020) | 6 | 2023-11-22 | 2026-11-22
Sigenergy Technology Co Ltd | Sigen Energy Storage System | SigenStor-3S-EV12-32.16 (AS4777-2 2020) | 3 | 2026-04-16 | 2027-12-31
Altenergy Power System Inc | DS3D Microinverter | DS3D-H-AU (AS4777-2 2020) | 2 | 2025-11-24 | 2027-11-25
Sigenergy Technology Co Ltd | Sigen Energy Storage System | SigenStor-10S-41.54 (AS4777-2 2020) | 9.999 | 2026-04-16 | 2027-12-31
Suzhou Hypontech Co Ltd | HPS | HPS-3000DL (AS4777-2 2020) | 3.3 | 2022-04-27 | 2025-04-27
Yinergy Digital Power Technology Co Ltd | HI | HI-1P3K-L-Y1 (AS4777-2 2020) | 3 | 2026-06-05 | 2029-06-05
Alpha ESS Co Ltd | SMILE-S5 | SMILE-S5 III (AS4777-2 2020) | 5 | 2026-03-05 | 2027-10-12
Sigenergy Technology Co Ltd | Sigen Energy Storage System | SigenStor-8S-33.88 (AS4777-2 2020) | 8 | 2026-04-16 | 2027-12-31
Sigenergy Technology Co Ltd | Sigen Energy Storage System | SigenStor-25T-EV12-45.2 (AS4777-2 2020) | 25 | 2026-04-16 | 2027-12-31
Shenzhen SOFARSOLAR Co Ltd | N/A | SOFAR 7.5KTLM (AS4777-2 2020) | 7.5 | 2022-07-04 | 2025-07-04
Shanghai SIGEN New Energy Technology Co Ltd | Sigen Energy Storage System | SigenStor-30T-EV12-26 (AS4777-2 2020) | 29.999 | 2025-08-19 | 2027-12-31
Sigenergy Technology Co Ltd | Sigen Energy Storage System | SigenStor-12S-24.1 (AS4777-2 2020) | 12 | 2026-04-16 | 2027-12-31
Sigenergy Technology Co Ltd | Sigen Energy Storage System | SigenStor-3S-43.9 (AS4777-2 2020) | 3 | 2026-04-16 | 2027-12-31
Fimer SpA | UNO | UNO-DM-2.0-TL-PLUS-B-Q (AS4777-2 2020) | 2 | 2022-02-04 | 2027-02-04
FOXESS Co Ltd | F-G2 | F3600-G2 (AS4777-2 2020) | 3.6 | 2023-04-12 | 2027-10-28
Sigenergy Technology Co Ltd | Sigen Energy Storage System | SigenStor-8S-EV12-14.08 (AS4777-2 2020) | 8 | 2026-04-16 | 2027-12-31
Solar Bos Pty Ltd | AS3 | AS3-5K-T-W-P10-AUS (AS4777-2 2020) | 5 | 2026-06-19 | 2027-12-31
Redback Operations Pty Ltd | Smart Inverter | SI6000 (AS4777-2 2020) | 6 | 2022-06-02 | 2025-04-01
GoodWe Technologies Co Ltd | GEP 5-10kW | GEP10-1C-30 (AS4777-2 2020) | 10 | 2023-05-19 | 2026-05-19
Shenzhen SOFARSOLAR Co Ltd | SOFAR 25-50KTLX-G3 | SOFAR 25KTLX-G3 (AS4777-2 2020) | 25 | 2025-09-02 | 2027-06-20
Sigenergy Technology Co Ltd | Sigen Energy Storage System | SigenStor-10S-28.5 (AS4777-2 2020) | 9.999 | 2026-04-16 | 2027-12-31
GoodWe Technologies Co Ltd | XS G3 | GW1000-XS-30 (AS4777-2 2020) | 1 | 2024-09-24 | 2027-09-24
SolaX Power Network Technology Zhejiang Co Ltd | X1 Smart | X1-6.0-T-N (AS4777-2 2020) | 6 | 2022-04-28 | 2025-04-28
GoodWe Technologies Co Ltd | ES G2 | GW6000-ES-20 (AS4777-2 2020) | 6 | 2023-01-10 | 2027-09-22
Shanwei BYD Auto Co Ltd | Power-Box SH | Power-Box SH3.7K-AU (AS4777-2 2020) | 3.68 | 2026-04-10 | 2029-04-10
GoodWe Technologies Co Ltd | SDT G2 | GW15KAU-DT (AS4777-2 2020) | 15 | 2022-06-02 | 2026-09-30
Shenzhen SOFARSOLAR Co Ltd | ME 5-20KTL-3PH | ME 8KTL-3PH (AS4777-2 2020) | 8 | 2022-07-14 | 2025-07-14
Shenzhen Growatt New Energy Co Ltd | MOD | MOD 6000TL3-X (AS4777-2 2020) | 6 | 2021-12-19 | 2025-06-18
8 Star Energy Pty Ltd | Force HT+ Series | Force 6.0HT+ (AS4777-2 2020) | 6 | 2026-02-25 | 2029-02-25
Sigenergy Technology Co Ltd | Sigen Energy Storage System | SigenStor-10S-14.08 (AS4777-2 2020) | 9.999 | 2026-04-16 | 2027-12-31
Sigenergy Technology Co Ltd | Sigen Energy Storage System | SigenStor-8S-32.16 (AS4777-2 2020) | 8 | 2026-04-16 | 2027-12-31
Guangzhou Sanjing Electric Co Ltd | R6 | R6-25K-T4-32-AUS (AS4777-2 2020) | 25 | 2023-11-09 | 2026-11-09
Shanghai SIGEN New Energy Technology Co Ltd | Sigen Energy Storage System | SigenStor-10S-40 (AS4777-2 2020) | 9.999 | 2025-03-04 | 2027-12-31
Shenzhen SOFARSOLAR Co Ltd | N/A | SOFAR 25KTLX-G3-PRO-A (AS4777-2 2020) | 25 | 2023-07-07 | 2026-07-07
Sigenergy Technology Co Ltd | Sigen Energy Storage System | SigenStor-25T-EV12-6.02 (AS4777-2 2020) | 25 | 2026-04-16 | 2027-12-31
Shenzhen Growatt New Energy Co Ltd | MIN | MIN 3600TL-XA (AS4777-2 2020) | 3.6 | 2022-03-25 | 2025-01-08
GCL Green Energy System Technology Co Ltd | Honor | RY-3K24V-AUP1 (AS4777-2 2020) | 3 | 2023-12-01 | 2025-08-23
Sigenergy Technology Co Ltd | Sigen Energy Storage System | SigenStor-30T-54.24 (AS4777-2 2020) | 29.999 | 2026-04-16 | 2027-12-31
AISWEI Technology (Shanghai) Co Ltd | ASW-LT-G2-A | ASW6K-LT-G2-A (AS4777-2 2020) | 6 | 2022-07-22 | 2028-11-14
NingBo Deye Inverter Technology Co Ltd | Hybrid Inverter | AI-W5.1-6P3-AU-B (AS4777-2 2020) | 6 | 2025-09-23 | 2027-04-28
NingBo Deye Inverter Technology Co Ltd | Grid-connected PV inverter | SUN-4.6K-G04-AU (AS4777-2 2020) | 4.6 | 2022-09-06 | 2027-05-06
Shenzhen Atess Power Technology Co Ltd | N/A | HPS100 (AS4777-2 2020) | 100 | 2022-03-24 | 2025-03-24
Sigenergy Technology Co Ltd | Sigen Energy Storage System | SigenStor-3S-EV12-28.84 (AS4777-2 2020) | 3 | 2026-04-16 | 2027-12-31
Sigenergy Technology Co Ltd | Sigen Energy Storage System | SigenStor-12S-19.8 (AS4777-2 2020) | 12 | 2026-04-16 | 2027-12-31
Sigenergy Technology Co Ltd | Sigen Energy Storage System | SigenStor-10S-EV25-22.48 (AS4777-2 2020) | 9.999 | 2026-04-16 | 2027-12-31
Sigenergy Technology Co Ltd | Sigen Energy Storage System | SigenStor-5S-EV12-30.12 (AS4777-2 2020) | 4.999 | 2026-04-16 | 2027-12-31
Sigenergy Technology Co Ltd | Sigen Energy Storage System | SigenStor-8S-EV25-12.04 (AS4777-2 2020) | 8 | 2026-04-16 | 2027-12-31
FOXESS Co Ltd | 1K5-1P-HI | 1K5-1P-HI-10 (AS4777-2 2020) | 10 | 2025-05-29 | 2028-05-29
Shanghai SIGEN New Energy Technology Co Ltd | Sigen Energy Storage System | SigenStor-20T-EV25-37 (AS4777-2 2020) | 20 | 2025-08-19 | 2027-12-31
Sigenergy Technology Co Ltd | Sigen Energy Storage System | SigenStor-6S-46.92 (AS4777-2 2020) | 6 | 2026-04-16 | 2027-12-31
Ginlong Technologies Co Ltd | 5G | Solis-40K-5G-AU (AS4777-2 2020) | 40 | 2022-05-26 | 2025-08-23
Sigenergy Technology Co Ltd | Sigen Energy Storage System | SigenStor-15T-43.24 (AS4777-2 2020) | 15 | 2026-04-16 | 2027-12-31
Sigenergy Technology Co Ltd | Sigen Energy Storage System | SigenStor-5T-EV12-30.12 (AS4777-2 2020) | 5 | 2026-04-16 | 2027-12-31
Sigenergy Technology Co Ltd | Sigen Energy Storage System | SigenStor-10S-EV12-31.18 (AS4777-2 2020) | 9.999 | 2026-04-16 | 2027-12-31
Sigenergy Technology Co Ltd | Sigen Energy Storage System | SigenStor-10S-EV25-27.52 (AS4777-2 2020) | 9.999 | 2026-04-16 | 2027-12-31
Sigenergy Technology Co Ltd | Sigen Energy Storage System | SigenStor-15T-28.84 (AS4777-2 2020) | 15 | 2026-04-16 | 2027-12-31
SMA Australia Pty Ltd | Sunny Boy | SB1.5-1VL-40 (AS4777-2 2020) | 1.5 | 2022-10-17 | 2025-08-23
GoodWe Technologies Co Ltd | GEH | GEH29.9-3U-10 (AS4777-2 2020) | 29.9 | 2024-05-29 | 2025-08-23
SMA Australia Pty Ltd | Sunny Island | SI8.0H-13 (AS4777-2 2020) | 6 | 2023-09-14 | 2027-03-14
Afore New Energy Technology (Shanghai) Co Ltd | HNS SERIES | HNS8000TL (AS4777-2 2020) | 8 | 2022-03-24 | 2025-03-24
SinoSoar Hybrid (Shenzhen) Technology Co Ltd | HBG2 | SP25HBG2 (AS4777-2 2020) | 25 | 2026-08-14 | 2029-08-14
Sigenergy Technology Co Ltd | Sigen Energy Storage System | SigenStor-25T-12.04 (AS4777-2 2020) | 25 | 2026-04-16 | 2027-12-31
Shenzhen Enjoy Technology Co Ltd | EPCS | EPCS105-AM-F (AS4777-2 2020) | 105 | 2026-05-26 | 2029-05-26
FOXESS CO LTD | AC1-G2 | AC1-3.0-E-G2 (AS4777-2 2020) | 3 | 2024-01-03 | 2027-01-03
Shanghai SIGEN New Energy Technology Co Ltd | Sigen Energy Storage System | SigenStor-30T-EV25-40 (AS4777-2 2020) | 29.999 | 2025-08-19 | 2027-12-31
Shanghai SIGEN New Energy Technology Co Ltd | SIGEN HYBRID INVERTER | Sigen Hybrid 5.0 SP (AS4777-2 2020) | 4.999 | 2024-09-24 | 2027-09-24
SolaX Power Network Technology (Zhe jiang) Co Ltd | X1-MINI G4 | X1-MINI-1.1K-G4 (AS4777-2 2020) | 1.1 | 2023-05-13 | 2026-09-25
GoodWe Technologies Co Ltd | SBP G2 | GW6000-SBP-20 (AS4777-2 2020) | 6 | 2022-11-24 | 2027-08-19
Sigenergy Technology Co Ltd | Sigen Energy Storage System | SigenStor-30T-42.18 (AS4777-2 2020) | 29.999 | 2026-04-16 | 2027-12-31
Fimer SpA | UNO | UNO-DM-2.0-TL-PLUS-SB-Q (AS4777-2 2020) | 2 | 2022-06-17 | 2027-02-04
Eaton Power Quality (Shanghai) Co Ltd | Eaton 93PCS | 93PCS 500 (AS4777-2 2020) | 500 | 2025-06-18 | 2028-06-18
Sigenergy Technology Co Ltd | Sigen Energy Storage System | SigenStor-12S-40.56 (AS4777-2 2020) | 12 | 2026-04-16 | 2027-12-31
Sigenergy Technology Co Ltd | Sigen Energy Storage System | SigenStor-12S-EV12-11.4 (AS4777-2 2020) | 12 | 2026-04-16 | 2027-12-31
ENPHASE ENERGY AUSTRALIA PTY. LTD. | IQ7 | IQ7PLUS-72-2-INT (AS4777-2 2020) | 0.29 | 2021-12-17 | 2025-07-30
CE+T Power Australia Pty Ltd | SIERRA 25 | SIERRA 25-380 CONVERTER SHELF - ECI | 12 | 2026-03-03 | 2029-03-03
Sigenergy Technology Co Ltd | Sigen Energy Storage System | SigenStor-12S-EV12-27.52 (AS4777-2 2020) | 12 | 2026-04-16 | 2027-12-31
Ginlong Technologies Co Ltd | S5 | S5-GR1P6K (AS4777-2 2020) | 6 | 2024-06-20 | 2027-06-20
Sigenergy Technology Co Ltd | Sigen Energy Storage System | SigenStor-8S-EV12-27.86 (AS4777-2 2020) | 8 | 2026-04-16 | 2027-12-31
Sigenergy Technology Co Ltd | Sigen Energy Storage System | SigenStor-6S-34.86 (AS4777-2 2020) | 6 | 2026-04-16 | 2027-12-31
Sigenergy Technology Co Ltd | Sigen Energy Storage System | SigenStor-12S-EV25-28.5 (AS4777-2 2020) | 12 | 2026-04-16 | 2027-12-31
Shanghai SIGEN New Energy Technology Co Ltd | Sigen Energy Storage System | SigenStor-5T-EV25-29 (AS4777-2 2020) | 5 | 2025-08-19 | 2027-12-31
Sigenergy Technology Co Ltd | Sigen Energy Storage System | SigenStor-5T-EV12-42.26 (AS4777-2 2020) | 5 | 2026-04-16 | 2027-12-31
Hiconics Eco-energy Drive Technology Co Ltd | Powerinfi | MEI2-HT8H-AIO1 (AS4777-2 2020) | 8 | 2026-03-30 | 2029-03-30
Shanghai SIGEN New Energy Technology Co Ltd | Sigen Energy Storage System | SigenStor-10S-EV12-10 (AS4777-2 2020) | 9.999 | 2025-03-14 | 2027-12-31
Sigenergy Technology Co Ltd | Sigen Energy Storage System | SigenStor-8S-17.1 (AS4777-2 2020) | 8 | 2026-04-16 | 2027-12-31
Shanghai SIGEN New Energy Technology Co Ltd | Sigen Energy Storage System | SigenStor-8S-48 (AS4777-2 2020) | 8 | 2025-03-04 | 2027-12-31
Sigenergy Technology Co Ltd | Sigen Energy Storage System | SigenStor-20T-EV25-24.1 (AS4777-2 2020) | 20 | 2026-04-16 | 2027-12-31
Shanghai SIGEN New Energy Technology Co Ltd | Sigen Energy Storage System | SigenStor-25T-40 (AS4777-2 2020) | 25 | 2024-10-03 | 2027-10-03
Sigenergy Technology Co Ltd | Sigen Energy Storage System | SigenStor-6S-36.9 (AS4777-2 2020) | 6 | 2026-04-16 | 2027-12-31
Hiconics Eco-energy Drive Technology Co Ltd | Powerinfi | MEI2-HS3H-AIO1 (AS4777-2 2020) | 3 | 2026-03-26 | 2029-03-26
Sigenergy Technology Co Ltd | Sigen Energy Storage System | SigenStor-10S-46.66 (AS4777-2 2020) | 9.999 | 2026-04-16 | 2027-12-31
GoodWe Technologies Co Ltd | XS | GW3000N-XS (AS4777-2 2020) | 3 | 2023-01-06 | 2025-08-23
Sigenergy Technology Co Ltd | Sigen Energy Storage System | SigenStor-3S-14.42 (AS4777-2 2020) | 3 | 2026-04-16 | 2027-12-31
Sigenergy Technology Co Ltd | Sigen Energy Storage System | SigenStor-6S-45.2 (AS4777-2 2020) | 6 | 2026-04-16 | 2027-12-31
Sigenergy Technology Co Ltd | Sigen Energy Storage System | SigenStor-5S-EV12-23.46 (AS4777-2 2020) | 4.999 | 2026-04-16 | 2027-12-31
Tesla Inc | Powerwall 3 and Expansions with Backup Gateway 2 | 1707000-11.04 kVA-27 (AS4777-2 2020) | 11.04 | 2025-08-19 | 2027-12-31
Ginlong Technologies Co Ltd | S5 | S5-GR3P12K (AS4777-2 2020) | 12 | 2024-08-23 | 2026-10-21
Sigenergy Technology Co Ltd | Sigen Energy Storage System | SigenStor-8S-49.34 (AS4777-2 2020) | 8 | 2026-04-16 | 2027-12-31
Shanghai SIGEN New Energy Technology Co Ltd | Sigen Energy Storage System | SigenStor-12S-EV25-32 (AS4777-2 2020) | 12 | 2025-03-14 | 2027-12-31
Sigenergy Technology Co Ltd | Sigen Energy Storage System | SigenStor-12S-48.2 (AS4777-2 2020) | 12 | 2026-04-16 | 2027-12-31
Guangzhou Sanjing Electric Co Ltd | R5 | R5-5K-T2 (AS4777-2 2020) | 5 | 2022-02-02 | 2025-05-02
GoodWe Technologies Co Ltd | PSB | GEP3.6-1-10 (AS4777-2 2020) | 3.6 | 2025-09-23 | 2026-08-17
Sigenergy Technology Co Ltd | Sigen Energy Storage System | SigenStor-25T-EV25-39.16 (AS4777-2 2020) | 25 | 2026-04-16 | 2027-12-31
FOXESS Co Ltd | F-G2 | F3000-G2 (AS4777-2 2020) | 3 | 2023-04-12 | 2027-10-28
Shanghai SIGEN New Energy Technology Co Ltd | Sigen Energy Storage System | SigenStor-5T-EV25-34 (AS4777-2 2020) | 5 | 2025-08-19 | 2027-12-31
Sigenergy Technology Co Ltd | Sigen Energy Storage System | SigenStor-10S-EV25-42.18 (AS4777-2 2020) | 9.999 | 2026-04-16 | 2027-12-31
Wanbang Digital Energy Co Ltd | Metis 100-E | SI105TENT05 (AS4777-2 2020) | 100 | 2025-10-24 | 2028-10-24
Shanghai SIGEN New Energy Technology Co Ltd | Sigen Energy Storage System | SigenStor-25T-48 (AS4777-2 2020) | 25 | 2024-10-03 | 2027-10-03
Sigenergy Technology Co Ltd | Sigen Energy Storage System | SigenStor-6S-EV12-36.56 (AS4777-2 2020) | 6 | 2026-04-16 | 2027-12-31
Tesla Inc | Powerwall 3 AC with Backup Gateway 2 | 1707000-ACPW3-13.5 (AS4777-2 2020) | 5 | 2026-05-05 | 2027-12-31
Sigenergy Technology Co Ltd | Sigen Energy Storage System | SigenStor-12S-EV25-18.08 (AS4777-2 2020) | 12 | 2026-04-16 | 2027-12-31
iPotisEdge Co Ltd | IPT Series | IPT-10K-S (AS4777-2 2020) | 10 | 2025-08-15 | 2028-08-15
Shenzhen GivEnergy Co Ltd | GivEnergy Hybrid series | GIV-HY-5.0-AU (AS4777-2 2020) | 5 | 2025-05-16 | 2028-05-16
Shanghai SIGEN New Energy Technology Co Ltd | Sigen Energy Storage System | SigenStor-10S-48 (AS4777-2 2020) | 9.999 | 2025-03-04 | 2027-12-31
Shanghai SIGEN New Energy Technology Co Ltd | Sigen Energy Storage System | SigenStor-25T-EV12-5 (AS4777-2 2020) | 25 | 2025-08-19 | 2027-12-31
Latronic Sunpower Pty Ltd | LS Series II | LS-7048 | 7 | 2024-02-18 | 2025-10-01
Sigenergy Technology Co Ltd | Sigen Energy Storage System | SigenStor-12S-25.16 (AS4777-2 2020) | 12 | 2026-04-16 | 2027-12-31
SolarEdge Technologies Ltd | Three Phase Inverter | SE10K-AUB (AS4777-2 2020) | 10 | 2021-12-17 | 2026-12-17
NingBo Deye Inverter Technology Co Ltd | Hybrid Inverter | AI-W5.1-8P3-AU-B (AS4777-2 2020) | 8 | 2025-09-23 | 2027-04-28
Atmoce Holding BV | M-ELV Battery | MS-7K-U-3P (AS4777-2 2020) | 4.5 | 2026-04-20 | 2027-12-31
Sigenergy Technology Co Ltd | Sigen Energy Storage System | SigenStor-5T-EV12-6.02 (AS4777-2 2020) | 5 | 2026-04-16 | 2027-12-31
Sigenergy Technology Co Ltd | Sigen Energy Storage System | SigenStor-10T-EV25-42.18 (AS4777-2 2020) | 9.999 | 2026-04-16 | 2027-12-31
Sigenergy Technology Co Ltd | Sigen Energy Storage System | SigenStor-8S-45.94 (AS4777-2 2020) | 8 | 2026-04-16 | 2027-12-31
iPotisEdge Co Ltd | Power Conversion System | PotisPCS-80K-1000/400E-A02E (AS4777-2 2020) | 80 | 2025-03-03 | 2028-03-03
GoodWe Technologies Co Ltd | DNS G4 | GW3K-DNS-G40 (AS4777-2 2020) | 3 | 2026-04-27 | 2029-04-27
SolaX Power Network Technology (Zhe jiang) Co Ltd | X3 Pro | X3-PRO-10K-G2 (AS4777-2 2020) | 10 | 2022-06-28 | 2025-07-15
Sigenergy Technology Co Ltd | Sigen Energy Storage System | SigenStor-5T-EV12-45.2 (AS4777-2 2020) | 5 | 2026-04-16 | 2027-12-31
Shenzhen Sinexcel Electric Co Ltd | PWS1-500kTL-EX | PWS1-500KTL-EX-8M1 (AS4777-2 2020) | 500 | 2023-04-26 | 2026-04-26
Shanghai SIGEN New Energy Technology Co Ltd | Sigen Energy Storage System | SigenStor-15T-5 (AS4777-2 2020) | 15 | 2025-08-19 | 2027-12-31
Sigenergy Technology Co Ltd | Sigen Energy Storage System | SigenStor-8S-EV25-25.82 (AS4777-2 2020) | 8 | 2026-04-16 | 2027-12-31
AISWEI Technology Co Ltd | ASW S-A | ASW8000-S-A (AS4777-2 2020) | 8 | 2024-07-22 | 2027-05-09
NingBo Deye Inverter Technology Co Ltd | Hybrid Inverter | SUN-14K-SG01LP1-AU-AM3 (AS4777-2 2020) | 14 | 2024-03-26 | 2027-03-26
Sigenergy Technology Co Ltd | Sigen Energy Storage System | SigenStor-6S-19.46 (AS4777-2 2020) | 6 | 2026-04-16 | 2027-12-31
GoodWe Technologies Co Ltd | ETC | GW100K07-ETC (AS4777-2 2020) | 100 | 2023-08-10 | 2025-08-23
Sigenergy Technology Co Ltd | Sigen Energy Storage System | SigenStor-6S-33.88 (AS4777-2 2020) | 6 | 2026-04-16 | 2027-12-31
Sigenergy Technology Co Ltd | Sigen Energy Storage System | SigenStor-6S-6.02 (AS4777-2 2020) | 6 | 2026-04-16 | 2027-12-31
Shenzhen Kstar New Energy Company Limited | BlueSpark | E4KT-D22 (AS4777-2 2020) | 4 | 2026-06-01 | 2029-06-01
Guangzhou Sanjing Electric Co Ltd | H2 | H2-6K-S2 (AS4777-2 2020) | 6 | 2022-09-07 | 2029-04-16
Sigenergy Technology Co Ltd | Sigen Energy Storage System | SigenStor-30T-EV25-25.16 (AS4777-2 2020) | 29.999 | 2026-04-16 | 2027-12-31
Sigenergy Technology Co Ltd | Sigen Energy Storage System | SigenStor-5S-EV12-41.28 (AS4777-2 2020) | 4.999 | 2026-04-16 | 2027-12-31
Dongguan Hinen New Energy Technology Co Ltd | A Series | A8000S-E (AS4777-2 2020) | 7.999 | 2025-06-17 | 2028-06-17
Guangzhou Sanjing Electric Co Ltd | H2 | H2-10K-S3-A (AS4777-2 2020) | 9.999 | 2023-08-24 | 2026-11-22
Sigenergy Technology Co Ltd | Sigen Energy Storage System | SigenStor-3S-33.22 (AS4777-2 2020) | 3 | 2026-04-16 | 2027-12-31
Shanghai SIGEN New Energy Technology Co Ltd | Sigen Energy Storage System | SigenStor-12S-EV12-10 (AS4777-2 2020) | 12 | 2025-03-14 | 2027-12-31
GoodWe Technologies Co Ltd | PCS 125K | GW100K-PCS-N-G11 (AS4777-2 2020) | 100 | 2026-04-30 | 2029-04-30
Selectronic Australia | SP PRO | SPMC241-AU | 4.5 | 2022-07-21 | 2025-09-20
Shanghai SIGEN New Energy Technology Co Ltd | Sigen Energy Storage System | SigenStor-30T-29 (AS4777-2 2020) | 29.999 | 2025-08-19 | 2027-12-31
Studer Innotec SA | Xtender | XTH 6000-48 | 5 | 2023-12-07 | 2026-12-07
NingBo Deye Inverter Technology Co Ltd | Single Phase Hybrid Inverter | SUN-7.6K-SG05LP1-AU-AM2-P (AS4777-2 2020) | 7.6 | 2026-07-20 | 2029-07-20
Sigenergy Technology Co Ltd | Sigen Energy Storage System | SigenStor-15T-26.14 (AS4777-2 2020) | 15 | 2026-04-16 | 2027-12-31
Sigenergy Technology Co Ltd | Sigen Energy Storage System | SigenStor-12S-EV25-32.9 (AS4777-2 2020) | 12 | 2026-04-16 | 2027-12-31
GoodWe Technologies Co Ltd | ES G2 | GW5000-ES-20 (AS4777-2 2020) | 5 | 2023-01-10 | 2027-09-22
GoodWe Technologies Co Ltd | XS | GW1500-XS (AS4777-2 2020) | 1.5 | 2023-01-06 | 2025-08-23
Grundfos Holding A S | RSI 0100 | RSI0100-3L-0087-5 | 43.5 | 2024-05-20 | 2027-05-20
Shanghai SIGEN New Energy Technology Co Ltd | Sigen Hybrid Inverter | Sigen Hybrid 8.0 TP AU (AS4777-2 2020) | 8 | 2025-04-07 | 2028-04-07
Shanghai SIGEN New Energy Technology Co Ltd | Sigen Energy Storage System | SigenStor-12S-EV25-8 (AS4777-2 2020) | 12 | 2025-03-14 | 2027-12-31
NingBo Deye Inverter Technology Co Ltd | Three Phase String Inverter | SUN-7K-G05-AU (AS4777-2 2020) | 7 | 2023-06-22 | 2027-07-19
Sigenergy Technology Co Ltd | Sigen Energy Storage System | SigenStor-15T-24.1 (AS4777-2 2020) | 15 | 2026-04-16 | 2027-12-31
Sigenergy Technology Co Ltd | Sigen Energy Storage System | SigenStor-15T-EV12-24.1 (AS4777-2 2020) | 15 | 2026-04-16 | 2027-12-31
Sigenergy Technology Co Ltd | Sigen Energy Storage System | SigenStor-15T-48.2 (AS4777-2 2020) | 15 | 2026-04-16 | 2027-12-31
NingBo Deye Inverter Technology Co Ltd | Grid-connected PV inverter | SUN-3.6K-G04-AU (AS4777-2 2020) | 3.6 | 2022-09-06 | 2027-05-06
Fronius Australia Pty Ltd | Symo GEN24 SC | Symo GEN24 4.0 Plus SC (AS4777-2 2020) | 4 | 2025-10-03 | 2026-09-29
Altenergy Power System Inc | ELT | ELT-8 (AS4777-2 2020) | 8 | 2025-06-26 | 2028-06-26
Shenzhen GivEnergy Co Ltd | All In One | GIV-AIO-AC-13.5-3.6 (AS4777-2 2020) | 3.6 | 2024-02-21 | 2027-02-21
Sigenergy Technology Co Ltd | Sigen Energy Storage System | SigenStor-10S-40.56 (AS4777-2 2020) | 9.999 | 2026-04-16 | 2027-12-31
Sigenergy Technology Co Ltd | Sigen Energy Storage System | SigenStor-10S-31.18 (AS4777-2 2020) | 9.999 | 2026-04-16 | 2027-12-31
Shanghai SIGEN New Energy Technology Co Ltd | Sigen Hybrid Inverter | Sigen Hybrid 20.0 TP AU (AS4777-2 2020) | 20 | 2025-04-07 | 2028-04-07
Sigenergy Technology Co Ltd | Sigen Energy Storage System | SigenStor-3S-EV12-31.18 (AS4777-2 2020) | 3 | 2026-04-16 | 2027-12-31
Jiangsu Koyoe Energy Technology Co Ltd | Three-Phase Hybrid Inverter | KY-EST17KH (AS4777-2 2020) | 17 | 2025-09-15 | 2027-05-29
Sigenergy Technology Co Ltd | Sigen Energy Storage System | SigenStor-25T-EV25-21.08 (AS4777-2 2020) | 25 | 2026-04-16 | 2027-12-31
Guangzhou Sanjing Electric Co Ltd | R6 | R6-15K-T2-AUS (AS4777-2 2020) | 15 | 2023-11-06 | 2026-11-06
Shenzhen Kstar New Energy Company Limited | BlueSpark | E8KT-D22 (AS4777-2 2020) | 8 | 2026-06-01 | 2029-06-01
8 Star Energy Pty Ltd | Force HS-AS Series | FORCE 3.0HS (AS4777-2 2020) | 3 | 2024-04-04 | 2027-04-04
Sigenergy Technology Co Ltd | Sigen Energy Storage System | SigenStor-15T-EV12-30.12 (AS4777-2 2020) | 15 | 2026-04-16 | 2027-12-31
Sigenergy Technology Co Ltd | Sigen Energy Storage System | SigenStor-3S-32.9 (AS4777-2 2020) | 3 | 2026-04-16 | 2027-12-31
Sigenergy Technology Co Ltd | Sigen Energy Storage System | SigenStor-20T-EV25-21.08 (AS4777-2 2020) | 20 | 2026-04-16 | 2027-12-31
Pixii (Australia) Pty Ltd | PCM | PCM105-AM-F (AS4777-2 2020) | 105 | 2026-08-03 | 2029-08-03
Sigenergy Technology Co Ltd | Sigen Energy Storage System | SigenStor-5T-52.28 (AS4777-2 2020) | 5 | 2026-04-16 | 2027-12-31
Shenzhen Growatt New Energy Co Ltd | MOD | MOD 12KTL3-X (AS4777-2 2020) | 12 | 2021-12-19 | 2025-06-18
GoodWe Technologies Co Ltd | GEP 5-10kW | GEP8.5-1C-30 (AS4777-2 2020) | 8.5 | 2023-05-19 | 2026-05-19
Guangzhou Sanjing Electric Co Ltd | R5 | R5-8K-T2-15 (AS4777-2 2020) | 8 | 2022-02-02 | 2025-05-02
Sigenergy Technology Co Ltd | Sigen Energy Storage System | SigenStor-10S-EV12-27.12 (AS4777-2 2020) | 9.999 | 2026-04-16 | 2027-12-31
SolaX Power Network Technology Zhejiang Co Ltd | X1 Smart | X1-7.0-T-N (AS4777-2 2020) | 7 | 2022-04-28 | 2025-04-28
Sungrow Power Supply Co Ltd | Residential | SG5.0RS (AS4777-2 2020) | 4.999 | 2022-04-12 | 2028-07-07
Fronius Australia Pty Ltd | Symo GEN24 | Symo GEN24 4.0 (AS4777-2 2020) | 4 | 2021-12-03 | 2026-09-29
Sigenergy Technology Co Ltd | Sigen Energy Storage System | SigenStor-6S-EV12-30.54 (AS4777-2 2020) | 6 | 2026-04-16 | 2027-12-31
Ginlong Technologies Co Ltd | S6 | S6-GR1P7K03-NV-ND-AU (AS4777-2 2020) | 7 | 2025-03-14 | 2028-03-14
Guangzhou Sanjing Electric Co Ltd | R5 | R5-8K-S2-15 (AS4777-2 2020) | 8 | 2022-06-27 | 2027-06-23
Redback Operations Pty Ltd | Generation 3 | SH6000-G3 (AS4777-2 2020) | 6 | 2024-08-27 | 2025-03-11
SolaX Power Network Technology (Zhe jiang) Co Ltd | X1-Smart G2 | X1-SMT-5K-G2 (AS4777-2 2020) | 4.999 | 2024-04-02 | 2027-04-02
SolaX Power Network Technology (Zhe jiang) Co Ltd | X3-IES | X3-IES-5K (AS4777-2 2020) | 4.999 | 2024-10-10 | 2027-10-10
GoodWe Technologies Co Ltd | ET | GW29.9K-ET (AS4777-2 2020) | 29.9 | 2023-02-10 | 2027-10-19
Sigenergy Technology Co Ltd | Sigen Energy Storage System | SigenStor-8S-EV25-42.18 (AS4777-2 2020) | 8 | 2026-04-16 | 2027-12-31
Solar Bos Pty Ltd | AS3 | AS3-12K-T-W-P6-AUS (AS4777-2 2020) | 12 | 2026-06-19 | 2027-12-31
Shanghai SIGEN New Energy Technology Co Ltd | Sigen Energy Storage System | SigenStor-15T-EV25-37 (AS4777-2 2020) | 15 | 2025-08-19 | 2027-12-31
Sigenergy Technology Co Ltd | Sigen Energy Storage System | SigenStor-12S-29.48 (AS4777-2 2020) | 12 | 2026-04-16 | 2027-12-31
SolaX Power Network Technology (Zhe jiang) Co Ltd | X3-HYB G4 PRO | X3-HYB-5.0-P (AS4777-2 2020) | 5 | 2026-05-01 | 2029-05-01
Xiamen Kehua Digital Energy Tech Co Ltd | SPI-B2 | SPI2000-B2 (AS4777-2 2020) | 2 | 2023-12-13 | 2025-08-23
Sigenergy Technology Co Ltd | Sigen Energy Storage System | SigenStor-10S-EV25-28.5 (AS4777-2 2020) | 9.999 | 2026-04-16 | 2027-12-31
GoodWe Technologies Co Ltd | DNS | GW5000T-DS (AS4777-2 2020) | 5 | 2022-06-03 | 2025-06-03
Sigenergy Technology Co Ltd | Sigen Energy Storage System | SigenStor-3S-31.52 (AS4777-2 2020) | 3 | 2026-04-16 | 2027-12-31
Grundfos Holding A S | RSI 0100 | RSI0100-3L-0038-4-X | 18.2 | 2024-05-20 | 2027-05-20
Sigenergy Technology Co Ltd | Sigen Energy Storage System | SigenStor-12S-EV25-36.9 (AS4777-2 2020) | 12 | 2026-04-16 | 2027-12-31
SolaX Power Network Technology (Zhe jiang) Co Ltd | X3 Hybrid | X3-Hybrid-6.0-D (AS4777-2 2020) | 6 | 2025-06-27 | 2027-05-19
Sigenergy Technology Co Ltd | Sigen Energy Storage System | SigenStor-6S-49.34 (AS4777-2 2020) | 6 | 2026-04-16 | 2027-12-31
AISWEI Technology Co Ltd | ASW -LT | ASW75K-LT (AS4777-2 2020) | 75 | 2023-07-25 | 2026-11-05
Ginlong Technologies Co Ltd | S5 | S5-GR1P10K (AS4777-2 2020) | 10 | 2022-06-10 | 2028-03-28
Zhejiang Hyxi Technology Co Ltd | Single Phase Hybrid Inverter | HYX-H3K6-HS (AS4777-2 2020) | 3.6 | 2024-08-09 | 2027-08-09
Shanghai Sieyuan Watten Technology Co Ltd | H1 | SiH-25kW-TH (AS4777-2 2020) | 25 | 2025-09-24 | 2028-09-24
LG Energy Solution Ltd | LGES | LGES-5048-NS (AS4777-2 2020) | 5 | 2022-06-17 | 2025-06-17
Solar Bos Pty Ltd | RAYBOX HS2 | HS2-8K-T2-4 4G (AS4777-2 2020) | 8 | 2025-03-04 | 2027-12-31
Victron Energy BV | MultiPlus-II | MultiPlus-II 48/3000/35-32 230V GX | 3 | 2023-11-13 | 2026-11-13
Sigenergy Technology Co Ltd | Sigen Energy Storage System | SigenStor-30T-53.26 (AS4777-2 2020) | 29.999 | 2026-04-16 | 2027-12-31
Shanghai SIGEN New Energy Technology Co Ltd | Sigen Energy Storage System | SigenStor-20T-EV12-10 (AS4777-2 2020) | 20 | 2025-08-19 | 2027-12-31
NingBo Deye Inverter Technology Co Ltd | Hybrid Inverter | SUN-50K-SG01HP3-AU-BM4 (AS4777-2 2020) | 50 | 2023-08-16 | 2026-09-30
iPotisEdge Co Ltd | IPT Series | IPT-6K-S (AS4777-2 2020) | 6 | 2025-08-15 | 2028-08-15
Sigenergy Technology Co Ltd | Sigen Energy Storage System | SigenStor-6S-34.2 (AS4777-2 2020) | 6 | 2026-04-16 | 2027-12-31
Shenzhen Infypower Co Ltd | EXP07K1E-FSW | EXP07K1E-FSW-E + IAU32AS-AW2 (AS4777-2 2020) | 6.2 | 2025-11-26 | 2028-11-26
Sigenergy Technology Co Ltd | Sigen Energy Storage System | SigenStor-8S-EV25-22.48 (AS4777-2 2020) | 8 | 2026-04-16 | 2027-12-31
Ginlong Technologies Co Ltd | S6 | S6-EA1P3.6K-L (AS4777-2 2020) | 3.6 | 2024-08-06 | 2027-08-06
Shenzhen Growatt New Energy Co Ltd | MID 10-30KTL3-XH | MID 13KTL3-XH (AS4777-2 2020) | 13 | 2025-04-22 | 2028-04-22
NingBo Deye Inverter Technology Co Ltd | Three Phase Hybrid Inverter | SUN-14K-SG05LP3-AU-SM2 (AS4777-2 2020) | 14 | 2026-04-20 | 2029-04-20
Zhejiang Hyxi Technology Co Ltd | Single Phase Hybrid Inverter | HYX-H3K-HS (AS4777-2 2020) | 3 | 2024-08-09 | 2027-08-09
Altenergy Power System Inc | DS3 | DS3-H (AS4777-2 2020) | 0.96 | 2021-12-19 | 2026-11-30
Anker Innovations Limited | Anker SOLIX X1 | X1-H12K-T (AS4777-2 2020) | 12 | 2025-01-09 | 2028-01-09
Fimer SpA | PVS-100-TL | PVS-100-TL-POWER MODULE + WB-SX-PVS-100-TL (AS4777-2 2020) | 100 | 2022-06-27 | 2025-06-27
Atmoce Holding BV | M-ELV Battery | MS-7K-U-3P + MC100PRO-T3P (AS4777-2 2020) | 4.5 | 2026-04-20 | 2027-12-31
Sigenergy Technology Co Ltd | Sigen Energy Storage System | SigenStor-3S-EV12-35.58 (AS4777-2 2020) | 3 | 2026-04-16 | 2027-12-31
SolaX Power Network Technology (Zhe jiang) Co Ltd | X1-Smart G2 | X1-SMT-9K-G2 (AS4777-2 2020) | 9 | 2024-04-02 | 2027-04-02
Shenzhen GivEnergy Co Ltd | GivEnergy Hybrid series | GIV-HY-3.6-AU (AS4777-2 2020) | 3.6 | 2025-05-16 | 2028-05-16
GoodWe Technologies Co Ltd | BTC | GW100K05-BTC (AS4777-2 2020) | 100 | 2023-08-14 | 2025-08-23
Each Energy Technology (Suzhou) Co Ltd | PHS-M1A | PHS4K-M1A (AS4777-2 2020) | 4 | 2023-10-20 | 2026-10-20
Afore New Energy Technology (Shanghai) Co Ltd | HNS SERIES | HNS5000TL6 (AS4777-2 2020) | 5 | 2022-03-24 | 2025-03-24
Shanghai SIGEN New Energy Technology Co Ltd | Sigen Energy Storage System | SigenStor-25T-EV25-40 (AS4777-2 2020) | 25 | 2025-08-19 | 2027-12-31
Sigenergy Technology Co Ltd | Sigen Energy Storage System | SigenStor-3S-21.08 (AS4777-2 2020) | 3 | 2026-04-16 | 2027-12-31
Sigenergy Technology Co Ltd | Sigen Energy Storage System | SigenStor-20T-EV25-31.52 (AS4777-2 2020) | 20 | 2026-04-16 | 2027-12-31
Shenzhen Kstar New Energy Company Limited | BlueSpark | E5KS-D22 (AS4777-2 2020) | 5 | 2026-06-09 | 2029-06-09
NOARK Electrics (Shanghai) Co Ltd | Ex9N-DH | Ex9N-DH-8KT-AU (AS4777-2 2020) | 8 | 2024-01-16 | 2027-01-16
Pixii AS | Pixii OEM Inverter Kit | Pixiishelf 48/30000 (AS4777-2 2020) | 30 | 2024-10-22 | 2027-06-01
GoodWe Technologies Co Ltd | SMT Series 50-60kW | GW60KS-MT (AS4777-2 2020) | 60 | 2022-06-30 | 2025-08-07
GoodWe Technologies Co Ltd | ESA | GW8K-EHA-G20 (AS4777-2 2020) | 8 | 2025-07-25 | 2028-07-25
Ginlong Technologies Co Ltd | S6 | S6-GR3P9.9K03-NV-ND-AU (AS4777-2 2020) | 9.9 | 2024-10-16 | 2027-10-16
Sigenergy Technology Co Ltd | Sigen Energy Storage System | SigenStor-8S-EV12-43.24 (AS4777-2 2020) | 8 | 2026-04-16 | 2027-12-31
Shanghai SIGEN New Energy Technology Co Ltd | Sigen Energy Storage System | SigenStor-12S-10 (AS4777-2 2020) | 12 | 2025-03-04 | 2027-12-31
Ginlong Technologies Co Ltd | S6 | S6-EH3P10K02-NV-YD-L-AU (AS4777-2 2020) | 10 | 2026-03-11 | 2029-03-11
Ginlong Technologies Co Ltd | S5 | S5-GR3P13K (AS4777-2 2020) | 13 | 2024-08-23 | 2026-10-21
Sigenergy Technology Co Ltd | Sigen Energy Storage System | SigenStor-10S-30.2 (AS4777-2 2020) | 9.999 | 2026-04-16 | 2027-12-31
SolarEdge Technologies (Australia) PTY LTD | Three Phase Inverter | SE10K-RWB48 (AS4777-2 2020) | 10 | 2025-11-28 | 2028-11-28
NingBo Deye Inverter Technology Co Ltd | Hybrid Inverter | SUN-12K-SG01HP3-AU-AM2 (AS4777-2 2020) | 12 | 2023-11-22 | 2026-11-22
Sigenergy Technology Co Ltd | Sigen Energy Storage System | SigenStor-25T-EV12-34.2 (AS4777-2 2020) | 25 | 2026-04-16 | 2027-12-31
Sigenergy Technology Co Ltd | Sigen Energy Storage System | SigenStor-5T-EV25-34.2 (AS4777-2 2020) | 5 | 2026-04-16 | 2027-12-31
Shenzhen Growatt New Energy Co Ltd | MOD | MOD 11KTL3-X-AU (AS4777-2 2020) | 11 | 2021-12-19 | 2025-06-18
Sigenergy Technology Co Ltd | Sigen Energy Storage System | SigenStor-8S-EV12-40.56 (AS4777-2 2020) | 8 | 2026-04-16 | 2027-12-31
Afore New Energy Technology (Shanghai) Co Ltd | HNS SERIES | HNS4000TL (AS4777-2 2020) | 4 | 2022-03-24 | 2025-03-24
Shenzhen Growatt New Energy Co Ltd | MIN TL-X | MIN 2500TL-X (AS4777-2 2020) | 2.5 | 2023-12-11 | 2025-08-23
SolaX Power Network Technology (Zhe jiang) Co Ltd | X3 Hybrid | X3-Hybrid-12.0-D (AS4777-2 2020) | 12 | 2025-06-27 | 2027-05-19
Ginlong Technologies Co Ltd | S6 | S6-EH3P8K02-NV-YD-L-AU (AS4777-2 2020) | 8 | 2026-03-11 | 2029-03-11
Sigenergy Technology Co Ltd | Sigen Energy Storage System | SigenStor-8S-EV25-24.1 (AS4777-2 2020) | 8 | 2026-04-16 | 2027-12-31
Sieyuan Electric Co Ltd | Swatten | SiH-5kW-SH (AS4777-2 2020) | 5 | 2023-05-03 | 2026-09-30
Ningbo Sunways Technologies Co Ltd | STH-3K~8KTL | STH-4.6KTL-HS (AS4777-2 2020) | 4.6 | 2023-11-10 | 2026-11-10
Sigenergy Technology Co Ltd | Sigen Energy Storage System | SigenStor-6S-32.16 (AS4777-2 2020) | 6 | 2026-04-16 | 2027-12-31
Sigenergy Technology Co Ltd | Sigen Energy Storage System | SigenStor-8S-EV25-40.22 (AS4777-2 2020) | 8 | 2026-04-16 | 2027-12-31
GoodWe Technologies Co Ltd | EHB | GW9.99K-EHB-AU-G11 (AS4777-2 2020) | 9.99 | 2025-06-30 | 2027-03-23
Shenzhen Growatt New Energy Co Ltd | MOD | MOD 8000TL3-X-AU (AS4777-2 2020) | 8 | 2021-12-19 | 2025-06-18
Sigenergy Technology Co Ltd | Sigen Energy Storage System | SigenStor-6S-44.22 (AS4777-2 2020) | 6 | 2026-04-16 | 2027-12-31
Hengdian Group DMEGC Magnetics CO LTD | DM-INV-TPH | DM-INV-TPH4K (AS4777-2 2020) | 4 | 2026-01-23 | 2029-01-23
NingBo Deye Inverter Technology Co Ltd | Three Phase Hybrid Inverter | SUN-16K-SG05LP3-AU-AM2 (AS4777-2 2020) | 16 | 2026-04-20 | 2029-04-20
Sigenergy Technology Co Ltd | Sigen Energy Storage System | SigenStor-8S-49.6 (AS4777-2 2020) | 8 | 2026-04-16 | 2027-12-31
Pylon Technologies Co Ltd | FH3X | FH3X-10K-HY-3P-35 (AS4777-2 2020) | 10 | 2025-11-14 | 2027-12-31
AISWEI Technology (Shanghai) Co Ltd | ASW H-S | ASW4000H-S (AS4777-2 2020) | 4 | 2022-07-14 | 2025-07-14
Sigenergy Technology Co Ltd | Sigen Energy Storage System | SigenStor-10S-EV25-41.28 (AS4777-2 2020) | 9.999 | 2026-04-16 | 2027-12-31
Sigenergy Technology Co Ltd | Sigen Energy Storage System | SigenStor-3S-38.26 (AS4777-2 2020) | 3 | 2026-04-16 | 2027-12-31
Shenzhen Sinexcel Electric Co Ltd | PWS1-500kTL-EX | PWS1-500KTL-EX-2M4 (AS4777-2 2020) | 125 | 2023-04-26 | 2026-04-26
Sigenergy Technology Co Ltd | Sigen Energy Storage System | SigenStor-30T-EV12-28.84 (AS4777-2 2020) | 29.999 | 2026-04-16 | 2027-12-31
FOXESS Co Ltd | AIO-H1 | AIO-H1-5.0-HVS7.8 (AS4777-2 2020) | 5 | 2022-12-21 | 2025-08-23
SolaX Power Network Technology Zhejiang Co Ltd | X3 Hybrid | X3-Hybrid-12.0-D (AS4777-2 2020) | 12 | 2022-06-29 | 2025-06-26
Yinergy Digital Power Technology Co Ltd | HI | HI-1P5K-L-Y1 (AS4777-2 2020) | 5 | 2026-06-05 | 2029-06-05
SMA Australia Pty Ltd | Sunny Boy | SB6.0-1AV-41 (AS4777-2 2020) | 6 | 2024-06-26 | 2027-06-26
Sigenergy Technology Co Ltd | Sigen Energy Storage System | SigenStor-10T-EV12-44.22 (AS4777-2 2020) | 9.999 | 2026-04-16 | 2027-12-31
Sigenergy Technology Co Ltd | Sigen Energy Storage System | SigenStor-8S-EV12-31.18 (AS4777-2 2020) | 8 | 2026-04-16 | 2027-12-31
GoodWe Technologies Co Ltd | ESA | GW5K-ETA-G20 (AS4777-2 2020) | 5 | 2026-02-16 | 2029-02-16
Shanghai Sieyuan Watten Technology Co Ltd | H1 | SiH-30kW-TH (AS4777-2 2020) | 30 | 2025-09-24 | 2028-09-24
Sigenergy Technology Co Ltd | Sigen Energy Storage System | SigenStor-10S-43.24 (AS4777-2 2020) | 9.999 | 2026-04-16 | 2027-12-31
SolaX Power Network Technology Zhejiang Co Ltd | X1-BOOST G3 | X1-3.0-T-D(L) (AS4777-2 2020) | 3 | 2022-06-22 | 2025-07-31
Shenzhen SOFARSOLAR Co Ltd | HYD | HYD 15KTL-3PH (AS4777-2 2020) | 15 | 2022-06-24 | 2027-03-24
FranklinWH Technologies Co Ltd | aPower X | aPower X-01-AU (AS4777-2 2020) | 5 | 2023-11-15 | 2027-12-31
Sigenergy Technology Co Ltd | Sigen Energy Storage System | SigenStor-5S-47.3 (AS4777-2 2020) | 4.999 | 2026-04-16 | 2027-12-31
Shenzhen Growatt New Energy Co Ltd | MID 10-40KTL3-X | MID 36KTL3-X-AU (AS4777-2 2020) | 36 | 2022-02-09 | 2025-08-15
SRNE Solar Co Ltd | HESP | HESP4850S100-H (AS4777-2 2020) | 5.5 | 2025-10-31 | 2028-10-31
Enphase Energy Inc | IQ Battery 5P with FlexPhase | IQBATTERY-5P-3P-INT-3.68-1P (AS4777-2 2020) | 3.68 | 2025-07-31 | 2027-12-31
Sigenergy Technology Co Ltd | Sigen Energy Storage System | SigenStor-8S-46.66 (AS4777-2 2020) | 8 | 2026-04-16 | 2027-12-31
Ginlong Technologies Co Ltd | 5G | Solis-50K-HV-5G-AU (AS4777-2 2020) | 50 | 2022-05-26 | 2025-08-23
Shenzhen Growatt New Energy Co Ltd | MIN | MIN 2500TL-XA (AS4777-2 2020) | 2.5 | 2022-03-25 | 2025-01-08
Shanghai SIGEN New Energy Technology Co Ltd | Sigen Energy Storage System | SigenStor-30T-EV12-13 (AS4777-2 2020) | 29.999 | 2025-08-19 | 2027-12-31
Anker Innovations Limited | Anker SOLIX X1 | X1-H10K-T (AS4777-2 2020) | 10 | 2025-01-09 | 2028-01-09
Sungrow Power Supply Co Ltd | CX | SH110CX (AS4777-2 2020) | 110 | 2026-03-17 | 2029-03-17
GoodWe Technologies Co Ltd | HT | GW110K-HT (AS4777-2 2020) | 110 | 2022-05-31 | 2026-09-10
Sigenergy Technology Co Ltd | Sigen Energy Storage System | SigenStor-6S-30.2 (AS4777-2 2020) | 6 | 2026-04-16 | 2027-12-31
Shanghai SIGEN New Energy Technology Co Ltd | Sigen Energy Storage System | SigenStor-5T-8 (AS4777-2 2020) | 5 | 2024-10-03 | 2027-10-03
Guangzhou Sanjing Electric Co Ltd | R6 | R6-30K-T4-32-AUS (AS4777-2 2020) | 29.999 | 2023-11-09 | 2026-11-09
Sigenergy Technology Co Ltd | Sigen Energy Storage System | SigenStor-12S-45.6 (AS4777-2 2020) | 12 | 2026-04-16 | 2027-12-31
NingBo Deye Inverter Technology Co Ltd | AI | Al-W5.1-10P1-AU-B (AS4777-2 2020) | 9.999 | 2026-07-20 | 2029-07-20
AISWEI Technology (Shanghai) Co Ltd | ASW-S-G2 | ASW6000-S-G2 (AS4777-2 2020) | 6 | 2026-01-22 | 2029-01-22
Sigenergy Technology Co Ltd | Sigen Energy Storage System | SigenStor-20T-51.3 (AS4777-2 2020) | 20 | 2026-04-16 | 2027-12-31
Qingdao Nahui Energy Technology Co Ltd | N1PH | N1PH-1N3K (AS4777-2 2020) | 3 | 2025-02-25 | 2028-02-25
Sigenergy Technology Co Ltd | Sigen Energy Storage System | SigenStor-10S-EV25-36.9 (AS4777-2 2020) | 9.999 | 2026-04-16 | 2027-12-31
Fronius Australia Pty Ltd | Primo GEN24 | Primo GEN24 4.6 Plus SC (AS4777-2 2020) | 4.6 | 2026-07-30 | 2029-07-30
Sigenergy Technology Co Ltd | Sigen Energy Storage System | SigenStor-30T-EV25-42.26 (AS4777-2 2020) | 29.999 | 2026-04-16 | 2027-12-31
Sigenergy Technology Co Ltd | Sigen Energy Storage System | SigenStor-6S-16.78 (AS4777-2 2020) | 6 | 2026-04-16 | 2027-12-31
Sigenergy Technology Co Ltd | Sigen Energy Storage System | SigenStor-20T-EV25-33.14 (AS4777-2 2020) | 20 | 2026-04-16 | 2027-12-31
Shanghai Chint Power Systems Co LTD | CPS SCA-T | CPS SCA10KTL-T1/EU (AS4777-2 2020) | 10 | 2023-08-29 | 2025-08-23
Solar Bos Pty Ltd | Energy Vault | AS1-3KS-10.2 (AS4777-2 2020) | 3 | 2022-02-08 | 2026-01-22
Smart Lifestyle Australia Pty Ltd | SLA-HB-S1 | SLA-HB-S1-5kW1P (AS4777-2 2020) | 5 | 2024-08-09 | 2026-06-17
Shanghai SIGEN New Energy Technology Co Ltd | Sigen Energy Storage System | SigenStor-10T-10 (AS4777-2 2020) | 9.999 | 2024-10-03 | 2027-10-03
GoodWe Technologies Co Ltd | ET | GW5KL-ET (AS4777-2 2020) | 5 | 2022-06-09 | 2026-10-28
Sigenergy Technology Co Ltd | Sigen Energy Storage System | SigenStor-3S-EV12-19.46 (AS4777-2 2020) | 3 | 2026-04-16 | 2027-12-31
Shenzhen SOFARSOLAR Co Ltd | 1.1K-3.3KTL-G3 | SOFAR 2200TL-G3 (AS4777-2 2020) | 2.2 | 2022-07-12 | 2025-07-12
Shenzhen Growatt New Energy Co Ltd | SPH | SPH 4600TL BL-UP (AS4777-2 2020) | 4.6 | 2024-06-25 | 2025-08-23
Sigenergy Technology Co Ltd | Sigen Energy Storage System | SigenStor-10S-EV12-27.86 (AS4777-2 2020) | 9.999 | 2026-04-16 | 2027-12-31
Pylon Technologies Co Ltd | FHM | FHM-8K-HY-1P (AS4777-2 2020) | 8 | 2026-07-27 | 2029-07-27
Guangzhou Sanjing Electric Co Ltd | R5 | R5-5K-S2 (AS4777-2 2020) | 4.999 | 2022-06-27 | 2025-07-09
Sigenergy Technology Co Ltd | Sigen Energy Storage System | SigenStor-6S-EV12-32.16 (AS4777-2 2020) | 6 | 2026-04-16 | 2027-12-31
GoodWe Technologies Co Ltd | GEP 4-20KW Three Phase Series | GEP8.0-3-10 (AS4777-2 2020) | 8 | 2022-06-29 | 2026-09-30
Sigenergy Technology Co Ltd | Sigen Energy Storage System | SigenStor-3S-EV12-33.88 (AS4777-2 2020) | 3 | 2026-04-16 | 2027-12-31
Shenzhen Growatt New Energy Co Ltd | SPM | SPM 10000TL-HU (AS4777-2 2020) | 9.999 | 2025-11-19 | 2028-11-19
Shenzhen SOFARSOLAR Co Ltd | N/A | SOFAR 75KTL (AS4777-2 2020) | 75 | 2022-06-29 | 2025-06-29
Shenzhen SOFARSOLAR Co Ltd | ESI-5-12K-T1 | ESI-5K-T1 (AS4777-2 2020) | 5 | 2026-05-28 | 2029-05-28
Fronius Australia Pty Ltd | Primo GEN24 Plus | Primo GEN24 4.6 Plus (AS4777-2 2020) | 4.6 | 2021-11-27 | 2026-10-05
Sigenergy Technology Co Ltd | Sigen Energy Storage System | SigenStor-10T-EV12-17.1 (AS4777-2 2020) | 9.999 | 2026-04-16 | 2027-12-31
Shenzhen SOFARSOLAR Co Ltd | HYD | HYD 20KTL-3PH (AS4777-2 2020) | 20 | 2022-06-24 | 2027-03-24
Shanghai Sieyuan Watten Technology Co Ltd | H1 | SiH-10kW-SH (AS4777-2 2020) | 9.999 | 2025-09-18 | 2028-09-18
Sigenergy Technology Co Ltd | Sigen Energy Storage System | SigenStor-10T-EV12-26.14 (AS4777-2 2020) | 9.999 | 2026-04-16 | 2027-12-31
Sigenergy Technology Co Ltd | Sigen Energy Storage System | SigenStor-10S-EV25-41.2 (AS4777-2 2020) | 9.999 | 2026-04-16 | 2027-12-31
SolaX Power Network Technology (Zhe jiang) Co Ltd | X3-HYB G4 PRO | X3-HYB-4.0-P (AS4777-2 2020) | 4 | 2026-05-01 | 2029-05-01
Sigenergy Technology Co Ltd | Sigen Energy Storage System | SigenStor-8S-27.12 (AS4777-2 2020) | 8 | 2026-04-16 | 2027-12-31
GoodWe Technologies Co Ltd | MS | GW5000-MS (AS4777-2 2020) | 5 | 2022-06-06 | 2025-06-06
Ginlong Technologies Co Ltd | S5 | S5-GR3P8K-AU (AS4777-2 2020) | 8 | 2024-08-23 | 2026-10-21
NingBo Deye Inverter Technology Co Ltd | Hybrid Inverter | SUN-5K-SG04LP1-AU (AS4777-2 2020) | 5 | 2022-08-15 | 2027-04-26
Sungrow Power Supply Co Ltd | Residential | SG2K-S-NI (AS4777-2 2020) | 2 | 2022-06-28 | 2025-06-28
Sigenergy Technology Co Ltd | Sigen Energy Storage System | SigenStor-8S-EV12-30.12 (AS4777-2 2020) | 8 | 2026-04-16 | 2027-12-31
Suzhou T-Create Power Co Ltd | Hybrid Solar Inverter | TCI X5.0 III (AS4777-2 2020) | 5 | 2025-12-11 | 2028-12-11
Sigenergy Technology Co Ltd | Sigen Energy Storage System | SigenStor-8S-45.6 (AS4777-2 2020) | 8 | 2026-04-16 | 2027-12-31
Jiangsu Weiheng Intelligent Technology Co Ltd | Copia-TH | WH-THA103 (AS4777-2 2020) | 10 | 2024-07-11 | 2027-07-11
Hiconics Eco-energy Drive Technology Co Ltd | HEC-S | HEC-S 5K (AS4777-2 2020) | 4.999 | 2023-07-27 | 2025-08-23
Alpha ESS Co Ltd | SMILE | SMILE-T10-HV-INV (AS4777-2 2020) | 10 | 2022-03-17 | 2027-03-16
Fronius Australia Pty Ltd | Fronius Symo Advanced | Symo Advanced 17.5-3-M (AS4777-2 2020) | 17.5 | 2023-06-06 | 2027-06-06
Shanghai SIGEN New Energy Technology Co Ltd | Sigen Energy Storage System | SigenStor-10T-EV25-13 (AS4777-2 2020) | 9.999 | 2025-08-19 | 2027-12-31
Sigenergy Technology Co Ltd | Sigen Energy Storage System | SigenStor-8S-41.54 (AS4777-2 2020) | 8 | 2026-04-16 | 2027-12-31
Shenzhen SOFARSOLAR Co Ltd | SOFAR 3.3K~12KTLX-G3 | SOFAR 8.8KTLX-G3 (AS4777-2 2020) | 8 | 2024-09-07 | 2026-06-08
Sigenergy Technology Co Ltd | Sigen Energy Storage System | SigenStor-25T-EV25-33.14 (AS4777-2 2020) | 25 | 2026-04-16 | 2027-12-31
Ginlong Technologies Co Ltd | S6 | S6-EH3P15K02-NV-YD-L-AU (AS4777-2 2020) | 15 | 2026-03-11 | 2029-03-11
Shenzhen Sinexcel Isuna Energy Technology Co Ltd | Isuna | Isuna 8000T (AS4777-2 2020) | 8 | 2025-08-22 | 2028-08-22
Sigenergy Technology Co Ltd | Sigen Energy Storage System | SigenStor-5T-EV12-26.14 (AS4777-2 2020) | 5 | 2026-04-16 | 2027-12-31
Shenzhen Growatt New Energy Co Ltd | MID 10-30KTL3-XH | MID 17KTL3-XH (AS4777-2 2020) | 17 | 2025-04-22 | 2028-04-22
Shanghai SIGEN New Energy Technology Co Ltd | Sigen Energy Storage System | SigenStor-25T-EV12-18 (AS4777-2 2020) | 25 | 2025-08-19 | 2027-12-31
SinoSoar Hybrid (Shenzhen) Technology Co Ltd | HBG2 | SP30HBG2 (AS4777-2 2020) | 30 | 2026-08-14 | 2029-08-14
NingBo Deye Inverter Technology Co Ltd | Grid-connected PV inverter | SUN-6K-G04-AU (AS4777-2 2020) | 6 | 2022-09-06 | 2027-05-06
Sigenergy Technology Co Ltd | Sigen Energy Storage System | SigenStor-10S-EV25-12.04 (AS4777-2 2020) | 9.999 | 2026-04-16 | 2027-12-31
Sigenergy Technology Co Ltd | Sigen Energy Storage System | SigenStor-12S-42.26 (AS4777-2 2020) | 12 | 2026-04-16 | 2027-12-31
Shanghai SIGEN New Energy Technology Co Ltd | Sigen Energy Storage System | SigenStor-10S-EV12-8 (AS4777-2 2020) | 9.999 | 2025-03-14 | 2027-12-31
Sigenergy Technology Co Ltd | Sigen Energy Storage System | SigenStor-10S-30.12 (AS4777-2 2020) | 9.999 | 2026-04-16 | 2027-12-31
GoodWe Technologies Co Ltd | ESA | GW12K-BTA-G20 (AS4777-2 2020) | 12 | 2026-07-01 | 2029-07-01
Victron Energy BV | MultiPlus-II | MultiPlus-II 48/5000/70-50 230V GX | 5 | 2023-11-13 | 2026-11-13
Sigenergy Technology Co Ltd | Sigen Energy Storage System | SigenStor-15T-EV12-40.56 (AS4777-2 2020) | 15 | 2026-04-16 | 2027-12-31
Sigenergy Technology Co Ltd | Sigen Energy Storage System | SigenStor-6S-35.58 (AS4777-2 2020) | 6 | 2026-04-16 | 2027-12-31
Sigenergy Technology Co Ltd | Sigen Energy Storage System | SigenStor-6S-47.64 (AS4777-2 2020) | 6 | 2026-04-16 | 2027-12-31
Sigenergy Technology Co Ltd | Sigen Energy Storage System | SigenStor-10T-EV12-28.84 (AS4777-2 2020) | 9.999 | 2026-04-16 | 2027-12-31
Afore New Energy Technology (Shanghai) Co Ltd | AFx-TH | AF17K-TH (AS4777-2 2020) | 17 | 2025-12-02 | 2028-10-12
Ginlong Technologies Co Ltd | S6 | S6-EH1P5K-L-PLUS-AU (AS4777-2 2020) | 5 | 2024-08-02 | 2027-08-02
Sigenergy Technology Co Ltd | Sigen Energy Storage System | SigenStor-5T-EV12-40.56 (AS4777-2 2020) | 5 | 2026-04-16 | 2027-12-31
Shanghai SIGEN New Energy Technology Co Ltd | Sigen Energy Storage System | SigenStor-15T-EV12-10 (AS4777-2 2020) | 15 | 2025-08-19 | 2027-12-31
Sigenergy Technology Co Ltd | Sigen Energy Storage System | SigenStor-8S-15.06 (AS4777-2 2020) | 8 | 2026-04-16 | 2027-12-31
GoodWe Technologies Co Ltd | ET | GW8KL-ET (AS4777-2 2020) | 8 | 2022-06-09 | 2026-10-28
Ginlong Technologies Co Ltd | S5 | S5-GR1P8K (AS4777-2 2020) | 8 | 2022-06-10 | 2028-03-28
Hoymiles Power Electronics Inc | HMS | HMS-1400C-4T (AS4777-2 2020) | 1.4 | 2023-02-13 | 2025-08-23
Fimer SpA | UNO | UNO-DM-4.0-TL-PLUS-B-Q (AS4777-2 2020) | 4 | 2022-02-04 | 2027-02-04
GoodWe Technologies Co Ltd | EH | GW3600N-EH (AS4777-2 2020) | 3.6 | 2025-09-17 | 2027-08-09
Shenzhen Atess Power Technology Co Ltd | N/A | HPS120 (AS4777-2 2020) | 120 | 2022-03-24 | 2025-03-24
Shenzhen Sinexcel Electric Co Ltd | PWS1-500KTL-EX Series | PWS1-500KTL-EX-3M8 (AS4777-2 2020) | 187.5 | 2023-04-26 | 2026-04-26
Sigenergy Technology Co Ltd | Sigen Energy Storage System | SigenStor-10S-EV12-15.06 (AS4777-2 2020) | 9.999 | 2026-04-16 | 2027-12-31
Sigenergy Technology Co Ltd | Sigen Energy Storage System | SigenStor-5S-EV12-29.48 (AS4777-2 2020) | 4.999 | 2026-04-16 | 2027-12-31
Grundfos Holding A S | RSI 0100 | RSI0100-3L-0005-4-X | 2.7 | 2024-05-20 | 2027-05-20
Sigenergy Technology Co Ltd | Sigen Energy Storage System | SigenStor-12S-EV12-25.82 (AS4777-2 2020) | 12 | 2026-04-16 | 2027-12-31
Jiangsu Koyoe Energy Technology Co Ltd | GT | KY-3GT-15k0 (AS4777-2 2020) | 15 | 2022-09-12 | 2025-08-23
REAQUA PTY LTD | PS2 | PS2-150 | 0.3 | 2023-04-13 | 2026-04-13
Sigenergy Technology Co Ltd | Sigen Energy Storage System | SigenStor-6S-EV12-34.86 (AS4777-2 2020) | 6 | 2026-04-16 | 2027-12-31
Shanghai Sieyuan Watten Technology Co Ltd | H1 | SiH-8kW-SH (AS4777-2 2020) | 8 | 2025-09-18 | 2028-09-18
Sigenergy Technology Co Ltd | Sigen Energy Storage System | SigenStor-15T-EV12-26.14 (AS4777-2 2020) | 15 | 2026-04-16 | 2027-12-31
Fronius Australia Pty Ltd | Fronius Symo Advanced | Symo Advanced 12.5-3-M (AS4777-2 2020) | 12.5 | 2023-06-06 | 2027-06-06
Sigenergy Technology Co Ltd | Sigen Energy Storage System | SigenStor-3S-41.2 (AS4777-2 2020) | 3 | 2026-04-16 | 2027-12-31
Sigenergy Technology Co Ltd | Sigen Energy Storage System | SigenStor-5S-EV12-25.16 (AS4777-2 2020) | 4.999 | 2026-04-16 | 2027-12-31
FOXESS Co Ltd | 1K5-1P-HI | 1K5-1P-HI-9.9 (AS4777-2 2020) | 9.9 | 2025-05-29 | 2028-05-29
Tesla Inc | Powerwall 3 and Expansions with Backup Gateway 2 | 1707000-5 kVA-13.5 (AS4777-2 2020) | 5 | 2025-08-19 | 2027-12-31
Sigenergy Technology Co Ltd | Sigen Energy Storage System | SigenStor-6S-28.84 (AS4777-2 2020) | 6 | 2026-04-16 | 2027-12-31
GoodWe Technologies Co Ltd | BH | GW6000-BH (AS4777-2 2020) | 6 | 2022-08-16 | 2025-08-16
8 Star Energy Pty Ltd | Energizer Solar Force Series | Force 5S (AS4777-2 2020) | 5 | 2023-04-05 | 2027-10-28
Sigenergy Technology Co Ltd | Sigen Energy Storage System | SigenStor-12S-EV25-35.92 (AS4777-2 2020) | 12 | 2026-04-16 | 2027-12-31
Solar Bos Pty Ltd | HS2 | HS2-6K-S2-3 4G (AS4777-2 2020) | 6 | 2023-10-30 | 2027-04-30
Guangzhou Sanjing Electric Co Ltd | R6 | R6-33K-T4-32-AUS (AS4777-2 2020) | 33 | 2023-11-09 | 2026-11-09
Sigenergy Technology Co Ltd | Sigen Energy Storage System | SigenStor-10S-EV25-45.2 (AS4777-2 2020) | 9.999 | 2026-04-16 | 2027-12-31
SolaX Power Network Technology (Zhe jiang) Co Ltd | X3-IES | X3-IES-8K (AS4777-2 2020) | 8 | 2024-10-10 | 2027-10-10
GoodWe Technologies Co Ltd | GEP 4-20KW Three Phase Series | GEP6.0-3-10 (AS4777-2 2020) | 6 | 2022-06-29 | 2026-09-30
Fronius Australia Pty Ltd | Primo GEN24 Plus | Primo GEN24 6.0 Plus (AS4777-2 2020) | 6 | 2021-11-27 | 2026-10-05
Sigenergy Technology Co Ltd | Sigen Energy Storage System | SigenStor-8S-48.62 (AS4777-2 2020) | 8 | 2026-04-16 | 2027-12-31
SENEC GmbH | SENEC.Home V3 | SENEC.Home V3 hybrid 5 + SENEC.Backup Power pro (AS4777-2 2020) | 5 | 2023-05-16 | 2025-04-22
Sigenergy Technology Co Ltd | Sigen Energy Storage System | SigenStor-30T-EV12-44.22 (AS4777-2 2020) | 29.999 | 2026-04-16 | 2027-12-31
Hitachi Energy Italy SpA | PS1000 | MODEL PS1000/3L.2 (AS4777-2 2020) | 1500 | 2024-03-22 | 2025-08-23
Sigenergy Technology Co Ltd | Sigen Energy Storage System | SigenStor-30T-EV25-45.2 (AS4777-2 2020) | 29.999 | 2026-04-16 | 2027-12-31
Sigenergy Technology Co Ltd | Sigen Energy Storage System | SigenStor-10S-43.98 (AS4777-2 2020) | 9.999 | 2026-04-16 | 2027-12-31
GoodWe Technologies Co Ltd | ESA | GW29.999K-BTA-G20 (AS4777-2 2020) | 29.999 | 2026-07-01 | 2029-07-01
Sigenergy Technology Co Ltd | Sigen Energy Storage System | SigenStor-12S-23.46 (AS4777-2 2020) | 12 | 2026-04-16 | 2027-12-31
Sigenergy Technology Co Ltd | Sigen Energy Storage System | SigenStor-5T-50.32 (AS4777-2 2020) | 5 | 2026-04-16 | 2027-12-31
Qingdao Nahui Energy Technology Co Ltd | N1PH | N1PH-1N5K (AS4777-2 2020) | 5 | 2025-02-25 | 2028-02-25
Sigenergy Technology Co Ltd | Sigen Energy Storage System | SigenStor-12S-EV25-45.2 (AS4777-2 2020) | 12 | 2026-04-16 | 2027-12-31
NOARK Electrics (Shanghai) Co Ltd | Ex9N-DG | Ex9N-DG-6KS-AU (AS4777-2 2020) | 6 | 2023-11-08 | 2026-11-08
iPotisEdge Co Ltd | IPS Series | IPS-4.6K-L60-S (AS4777-2 2020) | 4.6 | 2024-12-16 | 2027-12-16
GoodWe Technologies Co Ltd | ESA | GW9.999K-ETA-G20 (AS4777-2 2020) | 9.999 | 2026-02-16 | 2029-02-16
Grundfos Holding A S | RSI 0100 | RSI0100-3L-0016-4-X | 7.7 | 2024-05-20 | 2027-05-20
Sigenergy Technology Co Ltd | Sigen Energy Storage System | SigenStor-3S-39.16 (AS4777-2 2020) | 3 | 2026-04-16 | 2027-12-31
SMA Australia Pty Ltd | Sunny Boy Smart Energy | SBSE5.0-50 (AS4777-2 2020) | 5 | 2025-02-14 | 2028-02-14
Sigenergy Technology Co Ltd | Sigen Energy Storage System | SigenStor-3S-EV12-39.16 (AS4777-2 2020) | 3 | 2026-04-16 | 2027-12-31
Shenzhen Magarevo Technology Co Ltd | MPS series | MPS0250 | 250 | 2022-10-24 | 2025-10-24
Shanghai SIGEN New Energy Technology Co Ltd | Sigen Energy Storage System | SigenStor-25T-EV12-13 (AS4777-2 2020) | 25 | 2025-08-19 | 2027-12-31
Afore New Energy Technology (Shanghai) Co Ltd | AFx-TH | AF25K-TH (AS4777-2 2020) | 25 | 2025-12-02 | 2028-10-12
Sigenergy Technology Co Ltd | Sigen Energy Storage System | SigenStor-5T-6.02 (AS4777-2 2020) | 5 | 2026-04-16 | 2027-12-31
Shenzhen GivEnergy Co Ltd | All In One | GIV-AIO-AC-13.5-5.0 (AS4777-2 2020) | 5 | 2024-02-21 | 2027-02-21
Sigenergy Technology Co Ltd | Sigen Hybrid Inverter | Sigen PV 125M1-HYB-AU (AS4777-2 2020) | 125 | 2026-01-29 | 2029-01-29
Sigenergy Technology Co Ltd | Sigen Energy Storage System | SigenStor-5S-30.54 (AS4777-2 2020) | 4.999 | 2026-04-16 | 2027-12-31
Sigenergy Technology Co Ltd | Sigen Energy Storage System | SigenStor-20T-43.24 (AS4777-2 2020) | 20 | 2026-04-16 | 2027-12-31
Shenzhen SOFARSOLAR Co Ltd | 1.1K-3.3KTL-G3 | SOFAR 3000TL-G3 (AS4777-2 2020) | 3 | 2022-07-12 | 2025-07-12
Sigenergy Technology Co Ltd | Sigen Energy Storage System | SigenStor-10T-49.34 (AS4777-2 2020) | 9.999 | 2026-04-16 | 2027-12-31
Sigenergy Technology Co Ltd | Sigen Energy Storage System | SigenStor-6S-EV12-39.24 (AS4777-2 2020) | 6 | 2026-04-16 | 2027-12-31
Jinko Solar Co Ltd | SUNTANK | JKS-5HLVS-ABI (AS4777-2 2020) | 5 | 2022-06-03 | 2025-06-03
Sigenergy Technology Co Ltd | Sigen Energy Storage System | SigenStor-12S-22.48 (AS4777-2 2020) | 12 | 2026-04-16 | 2027-12-31
Sigenergy Technology Co Ltd | Sigen Energy Storage System | SigenStor-5S-44.22 (AS4777-2 2020) | 4.999 | 2026-04-16 | 2027-12-31
Shenzhen Growatt New Energy Co Ltd | MIN TL-XH2 | MIN 3000TL-XH2 (AS4777-2 2020) | 3 | 2024-07-10 | 2027-07-10
Soltaro Pty Ltd ATF Soltaro Unit Trust | AIO2-INSP | AIO2-INSP-6000 (AS4777-2 2020) | 6 | 2026-07-20 | 2029-07-20
Fronius Australia Pty Ltd | Symo | Symo 15.0-3-M (AS4777-2 2020) | 15 | 2021-12-10 | 2026-12-09
NingBo Deye Inverter Technology Co Ltd | Hybrid Inverter | SUN-3K-SG04LP1-24-AU (AS4777-2 2020) | 3 | 2022-08-15 | 2027-04-26
Jinko Solar Co Ltd | JKS series | JKS-6HLVS-GI (AS4777-2 2020) | 6 | 2023-07-10 | 2025-08-23
Sigenergy Technology Co Ltd | Sigen Energy Storage System | SigenStor-3S-38.52 (AS4777-2 2020) | 3 | 2026-04-16 | 2027-12-31
SUNSYNK AUSTRALIA PTY LTD | THREE-PHASE HYBRID INVERTER | SUNSYNK-25K-SG01HP3-AU-AM2 (AS4777-2 2020) | 25 | 2025-10-31 | 2028-05-04
GoodWe Technologies Co Ltd | XS G3 | GW2000-XS-30 (AS4777-2 2020) | 2 | 2024-09-24 | 2027-09-24
Sigenergy Technology Co Ltd | Sigen Energy Storage System | SigenStor-12S-EV25-39.58 (AS4777-2 2020) | 12 | 2026-04-16 | 2027-12-31
Sigenergy Technology Co Ltd | Sigen Energy Storage System | SigenStor-6S-41.2 (AS4777-2 2020) | 6 | 2026-04-16 | 2027-12-31
Sigenergy Technology Co Ltd | Sigen Energy Storage System | SigenStor-25T-EV25-27.12 (AS4777-2 2020) | 25 | 2026-04-16 | 2027-12-31
AISWEI Technology (Shanghai) Co Ltd | ASW H-S2 | ASW5000H-S2 (AS4777-2 2020) | 5 | 2022-07-19 | 2029-01-22
Sigenergy Technology Co Ltd | Sigen Energy Storage System | SigenStor-8S-EV25-32.5 (AS4777-2 2020) | 8 | 2026-04-16 | 2027-12-31
SMA Australia Pty Ltd | SUNNY TRIPOWER | STP 125-70 (AS4777-2 2020) | 125 | 2025-10-27 | 2028-10-27
Sigenergy Technology Co Ltd | Sigen Energy Storage System | SigenStor-10S-EV25-30.12 (AS4777-2 2020) | 9.999 | 2026-04-16 | 2027-12-31
Afore New Energy Technology (Shanghai) Co Ltd | HNS SERIES | HNS10000TL (AS4777-2 2020) | 10 | 2022-03-24 | 2025-03-24
Sigenergy Technology Co Ltd | Sigen Energy Storage System | SigenStor-5T-EV12-22.48 (AS4777-2 2020) | 5 | 2026-04-16 | 2027-12-31
GCL Green Energy System Technology Co Ltd | Honor | RY-6K-AUP3 (AS4777-2 2020) | 6 | 2023-12-01 | 2025-08-23
Shanghai SIGEN New Energy Technology Co Ltd | Sigen Energy Storage System | SigenStor-20T-EV12-18 (AS4777-2 2020) | 20 | 2025-08-19 | 2027-12-31
Sigenergy Technology Co Ltd | Sigen Energy Storage System | SigenStor-12S-44.96 (AS4777-2 2020) | 12 | 2026-04-16 | 2027-12-31
Sigenergy Technology Co Ltd | Sigen Energy Storage System | SigenStor-10S-EV12-30.2 (AS4777-2 2020) | 9.999 | 2026-04-16 | 2027-12-31
Shanghai SIGEN New Energy Technology Co Ltd | Sigen Energy Storage System | SigenStor-15T-EV25-32 (AS4777-2 2020) | 15 | 2025-08-19 | 2027-12-31
Hoymiles Power Electronics Inc | Energy Storage System | HiOne-10T-32B-G3-AU (AS4777-2 2020) | 9.9 | 2026-08-13 | 2027-12-31
Sigenergy Technology Co Ltd | Sigen Energy Storage System | SigenStor-10S-16.78 (AS4777-2 2020) | 9.999 | 2026-04-16 | 2027-12-31
Hoymiles Power Electronics Inc | Energy Storage System | HiOne-8S-24B-G3-AU (AS4777-2 2020) | 8 | 2026-08-13 | 2027-12-31
Guangzhou Sanjing Electric Co Ltd | H2 | H2-30K-T3-AU (AS4777-2 2020) | 29.999 | 2025-04-14 | 2028-04-14
Sigenergy Technology Co Ltd | Sigen Energy Storage System | SigenStor-20T-EV25-39.16 (AS4777-2 2020) | 20 | 2026-04-16 | 2027-12-31
Sigenergy Technology Co Ltd | Sigen Energy Storage System | SigenStor-8S-34.86 (AS4777-2 2020) | 8 | 2026-04-16 | 2027-12-31
Sigenergy Technology Co Ltd | Sigen Energy Storage System | SigenStor-15T-40.56 (AS4777-2 2020) | 15 | 2026-04-16 | 2027-12-31
Sigenergy Technology Co Ltd | Sigen Energy Storage System | SigenStor-10S-EV25-25.16 (AS4777-2 2020) | 9.999 | 2026-04-16 | 2027-12-31
Sungrow Power Supply Co Ltd | CX | SH100CX (AS4777-2 2020) | 99.99 | 2026-03-17 | 2029-03-17
Shanghai SIGEN New Energy Technology Co Ltd | Sigen Energy Storage System | SigenStor-20T-EV25-34 (AS4777-2 2020) | 20 | 2025-08-19 | 2027-12-31
Sigenergy Technology Co Ltd | Sigen Energy Storage System | SigenStor-8S-EV12-29.48 (AS4777-2 2020) | 8 | 2026-04-16 | 2027-12-31
TEMPO (AUST) PTY LTD | HBI | AKE-6KW-HBI (AS4777-2 2020) | 6 | 2023-01-23 | 2027-10-27
Shenzhen Growatt New Energy Co Ltd | MOD | MOD 9000TL3-X-AU (AS4777-2 2020) | 9 | 2021-12-19 | 2025-06-18
Bytewatt Technology Co Ltd | Three Phase Hybrid Inverter | BW-INV-TPH8K (AS4777-2 2020) | 8 | 2025-03-04 | 2028-03-04
GoodWe Technologies Co Ltd | GEH | GEH10-1U-10 (AS4777-2 2020) | 10 | 2022-04-22 | 2027-03-23
Yinergy Digital Power Technology Co Ltd | HI | HI-1P3.68K-L-Y1 (AS4777-2 2020) | 3.68 | 2026-06-05 | 2029-06-05
SolaX Power Network Technology (Zhe jiang) Co Ltd | X3-IES | X3-IES-12K (AS4777-2 2020) | 12 | 2024-10-10 | 2027-10-10
Sigenergy Technology Co Ltd | Sigen Energy Storage System | SigenStor-5T-EV25-35.18 (AS4777-2 2020) | 5 | 2026-04-16 | 2027-12-31
AISWEI Technology Co Ltd | ASW SH | ASW008K-SH (AS4777-2 2020) | 8 | 2025-06-18 | 2028-06-18
Hiconics Eco-energy Drive Technology Co Ltd | Powerinfi | MH-HYIV8.0-THE-AU (AS4777-2 2020) | 8 | 2026-03-16 | 2029-03-16
Soltaro Pty Ltd ATF Soltaro Unit Trust | AIO2-INSP | AIO2-INSP-3680 (AS4777-2 2020) | 3.68 | 2026-07-20 | 2029-07-20
Sigenergy Technology Co Ltd | Sigen Energy Storage System | SigenStor-8S-EV25-41.28 (AS4777-2 2020) | 8 | 2026-04-16 | 2027-12-31
Sigenergy Technology Co Ltd | Sigen Energy Storage System | SigenStor-5S-47.64 (AS4777-2 2020) | 4.999 | 2026-04-16 | 2027-12-31
Shenzhen Growatt New Energy Co Ltd | MIN 7000-10000TL-X2 | MIN 10000TL-X2 (AS4777-2 2020) | 9.99 | 2024-09-02 | 2027-09-02
Sigenergy Technology Co Ltd | Sigen Energy Storage System | SigenStor-30T-EV12-21.08 (AS4777-2 2020) | 29.999 | 2026-04-16 | 2027-12-31
Shenzhen SOFARSOLAR Co Ltd | ME 5-20KTL-3PH | ME 10KTL-3PH (AS4777-2 2020) | 10 | 2022-07-14 | 2025-07-14
Sigenergy Technology Co Ltd | Sigen Energy Storage System | SigenStor-30T-EV25-43.24 (AS4777-2 2020) | 29.999 | 2026-04-16 | 2027-12-31
GoodWe Technologies Co Ltd | GEH | GEH20-3U-10 (AS4777-2 2020) | 20 | 2024-05-29 | 2025-08-23
Guangzhou Sanjing Electric Co Ltd | R6 | R6-8K-T2-AUS (AS4777-2 2020) | 8 | 2023-11-06 | 2026-11-06
SolaX Power Network Technology (Zhe jiang) Co Ltd | X1 Hybrid G4 | X1-Hybrid-3.7-D (AS4777-2 2020) | 3.68 | 2022-08-17 | 2027-05-24
Pylon Technologies Co Ltd | FH3X | FH3X-5K-HY-1P-15 (AS4777-2 2020) | 5 | 2025-09-12 | 2027-12-31
Shanghai SIGEN New Energy Technology Co Ltd | Sigen Energy Storage System | SigenStor-8S-EV25-32 (AS4777-2 2020) | 8 | 2025-03-14 | 2027-12-31
iStore (QLD) Pty Ltd | IS-HYB-1PH | IS-HYB-10000-1PH (AS4777-2 2020) | 9.999 | 2024-10-14 | 2029-05-01
Ginlong Technologies Co Ltd | S6 | S6-EH1P14K03-NV-YD-L-AU (AS4777-2 2020) | 14 | 2026-07-01 | 2029-07-01
Anker Innovations Limited | Anker SOLIX X1 | X1-H3.68K-S (AS4777-2 2020) | 3.68 | 2025-02-11 | 2028-02-11
Sigenergy Technology Co Ltd | Sigen Energy Storage System | SigenStor-3S-28.5 (AS4777-2 2020) | 3 | 2026-04-16 | 2027-12-31
Sungrow Power Supply Co Ltd | Residential Hybrid | SH6.0RS (AS4777-2 2020) | 6 | 2025-01-30 | 2028-01-30
RedEarth Energy Storage Ltd | SRS | SRS-328 NS (AS4777-2 2020) | 10 | 2023-05-19 | 2025-08-23
Shanghai SIGEN New Energy Technology Co Ltd | Sigen Energy Storage System | SigenStor-10T-EV12-32 (AS4777-2 2020) | 9.999 | 2025-08-19 | 2027-12-31
Sigenergy Technology Co Ltd | Sigen Energy Storage System | SigenStor-5T-36.16 (AS4777-2 2020) | 5 | 2026-04-16 | 2027-12-31
Ginlong Technologies Co Ltd | S5 | S5-GR1P9K (AS4777-2 2020) | 9 | 2022-06-10 | 2028-03-28
Sigenergy Technology Co Ltd | Sigen Energy Storage System | SigenStor-10S-EV12-32.16 (AS4777-2 2020) | 9.999 | 2026-04-16 | 2027-12-31
SYL (NINGBO) BATTERY CO LTD | Risen Stack1 | SU60E30LM (AS4777-2 2020) | 30 | 2025-12-23 | 2027-12-31
Sigenergy Technology Co Ltd | Sigen Energy Storage System | SigenStor-12S-EV25-36.16 (AS4777-2 2020) | 12 | 2026-04-16 | 2027-12-31
Shanghai SIGEN New Energy Technology Co Ltd | Sigen Energy Storage System | SigenStor-12S-13 (AS4777-2 2020) | 12 | 2025-03-04 | 2027-12-31
Shanghai SIGEN New Energy Technology Co Ltd | Sigen Energy Storage System | SigenStor-5S-16 (AS4777-2 2020) | 4.999 | 2024-06-05 | 2027-06-05
Sigenergy Technology Co Ltd | Sigen PV Inverter | Sigen PV 50M2-AU (AS4777-2 2020) | 50 | 2026-01-29 | 2029-01-29
Sigenergy Technology Co Ltd | Sigen Energy Storage System | SigenStor-12S-EV12-41.2 (AS4777-2 2020) | 12 | 2026-04-16 | 2027-12-31
FOXESS Co Ltd | 1K5-1P-HI | 1K5-1P-HI-5 (AS4777-2 2020) | 5 | 2025-05-19 | 2028-05-19
Ginlong Technologies Co Ltd | S5 | S5-GC60K (AS4777-2 2020) | 60 | 2022-06-23 | 2027-02-18
SE GROUP LTD | DURACELL ENERGY BANK 3 | DEB3-RF-5.0kW-I (AS4777-2 2020) | 4.999 | 2022-07-18 | 2025-07-18
Sigenergy Technology Co Ltd | Sigen Energy Storage System | SigenStor-8S-33.14 (AS4777-2 2020) | 8 | 2026-04-16 | 2027-12-31
FOXESS CO LTD | KH | KH8 (AS4777-2 2020) | 8 | 2025-06-13 | 2028-06-13
Shenzhen Growatt New Energy Co Ltd | MAX | MAX 110KTL3-X LV (AS4777-2 2020) | 110 | 2021-12-15 | 2025-06-15
NingBo Deye Inverter Technology Co Ltd | Three Phase Hybrid Inverter | SUN-18K-SG05LP3-AU-SM2 (AS4777-2 2020) | 18 | 2026-04-20 | 2029-04-20
Shenzhen SOFARSOLAR Co Ltd | HYD | HYD 8KTL-3PH (AS4777-2 2020) | 8 | 2022-06-24 | 2027-03-24
Sigenergy Technology Co Ltd | Sigen Energy Storage System | SigenStor-5S-48 (AS4777-2 2020) | 4.999 | 2025-09-11 | 2027-12-31
Sigenergy Technology Co Ltd | Sigen Energy Storage System | SigenStor-10S-45.2 (AS4777-2 2020) | 9.999 | 2026-04-16 | 2027-12-31
GoodWe Technologies Co Ltd | GEP5-10KW | GEP9.9-1C-30 (AS4777-2 2020) | 9.9 | 2023-09-21 | 2026-09-21
Sigenergy Technology Co Ltd | Sigen Energy Storage System | SigenStor-8S-27.86 (AS4777-2 2020) | 8 | 2026-04-16 | 2027-12-31
8 Star Energy Pty Ltd | Energizer Solar Force S Series | Force 10.5S (AS4777-2 2020) | 10.5 | 2022-09-29 | 2027-05-08
GoodWe Technologies Co Ltd | XS G3 | GW1500-XS-30 (AS4777-2 2020) | 1.5 | 2024-09-24 | 2027-09-24
Sigenergy Technology Co Ltd | Sigen Energy Storage System | SigenStor-12S-41.54 (AS4777-2 2020) | 12 | 2026-04-16 | 2027-12-31
Sigenergy Technology Co Ltd | Sigen Energy Storage System | SigenStor-30T-EV25-42.18 (AS4777-2 2020) | 29.999 | 2026-04-16 | 2027-12-31
Pylon Technologies Co Ltd | FH3X | FH3X-10K-HY-3P-25 (AS4777-2 2020) | 10 | 2025-11-14 | 2027-12-31
Sigenergy Technology Co Ltd | Sigen Energy Storage System | SigenStor-10S-29.48 (AS4777-2 2020) | 9.999 | 2026-04-16 | 2027-12-31
Sigenergy Technology Co Ltd | Sigen Energy Storage System | SigenStor-15T-17.1 (AS4777-2 2020) | 15 | 2026-04-16 | 2027-12-31
Sungrow Power Supply Co Ltd | Residential | SH5.0RS (AS4777-2 2020) | 4.999 | 2021-12-15 | 2025-01-29
Ginlong Technologies Co Ltd | 4G | Solis-1P4K-4G (AS4777-2 2020) | 4 | 2024-06-21 | 2025-08-23
Sigenergy Technology Co Ltd | Sigen Energy Storage System | SigenStor-3S-19.46 (AS4777-2 2020) | 3 | 2026-04-16 | 2027-12-31
Sigenergy Technology Co Ltd | Sigen Energy Storage System | SigenStor-5S-37.54 (AS4777-2 2020) | 4.999 | 2026-04-16 | 2027-12-31
Sigenergy Technology Co Ltd | Sigen Energy Storage System | SigenStor-30T-9.04 (AS4777-2 2020) | 29.999 | 2026-04-16 | 2027-12-31
Sigenergy Technology Co Ltd | Sigen Energy Storage System | SigenStor-3S-EV12-38.26 (AS4777-2 2020) | 3 | 2026-04-16 | 2027-12-31
Sigenergy Technology Co Ltd | Sigen Energy Storage System | SigenStor-10T-51.22 (AS4777-2 2020) | 9.999 | 2026-04-16 | 2027-12-31
Shanghai SIGEN New Energy Technology Co Ltd | Sigen Energy Storage System | SigenStor-30T-EV12-18 (AS4777-2 2020) | 29.999 | 2025-08-19 | 2027-12-31
Sigenergy Technology Co Ltd | Sigen Energy Storage System | SigenStor-5S-32.5 (AS4777-2 2020) | 4.999 | 2026-04-16 | 2027-12-31
Sungrow Power Supply Co Ltd | Residential Hybrid | SH5.0RS (AS4777-2 2020) | 4.999 | 2025-01-30 | 2028-01-30
Sigenergy Technology Co Ltd | Sigen Energy Storage System | SigenStor-6S-EV12-24.1 (AS4777-2 2020) | 6 | 2026-04-16 | 2027-12-31
Shenzhen Growatt New Energy Co Ltd | MOD | MOD 15KTL3-X (AS4777-2 2020) | 15 | 2021-12-19 | 2025-06-18
Shanghai SIGEN New Energy Technology Co Ltd | Sigen Energy Storage System | SigenStor-5T-24 (AS4777-2 2020) | 5 | 2024-10-03 | 2027-10-03
Ginlong Technologies Co Ltd | S6 | S6-EH1P3K-L-AU (AS4777-2 2020) | 3 | 2023-09-18 | 2026-09-18
Alpha ESS Co Ltd | SMILE-S | SMILE-S5 IV (AS4777-2 2020) | 5 | 2022-11-24 | 2025-11-24
Sigenergy Technology Co Ltd | Sigen Energy Storage System | SigenStor-25T-42.26 (AS4777-2 2020) | 25 | 2026-04-16 | 2027-12-31
SONNEN AUSTRALIA PTY LIMITED | sonnenBatterie Hybrid | sonnenBatterie Hybrid 9.53/2.5 (AS4777-2 2020) | 4.6 | 2022-08-12 | 2025-08-12
Sigenergy Technology Co Ltd | Sigen Energy Storage System | SigenStor-30T-30.12 (AS4777-2 2020) | 29.999 | 2026-04-16 | 2027-12-31
Sigenergy Technology Co Ltd | Sigen Energy Storage System | SigenStor-12S-EV25-39.24 (AS4777-2 2020) | 12 | 2026-04-16 | 2027-12-31
Solar Bos Pty Ltd | Energy Vault | AS1-3KS-15.3 (AS4777-2 2020) | 3 | 2022-02-08 | 2026-01-22
Sigenergy Technology Co Ltd | Sigen Energy Storage System | SigenStor-6S-EV12-44.22 (AS4777-2 2020) | 6 | 2026-04-16 | 2027-12-31
Sigenergy Technology Co Ltd | Sigen Energy Storage System | SigenStor-10S-EV25-24.84 (AS4777-2 2020) | 9.999 | 2026-04-16 | 2027-12-31
Redback Operations Pty Ltd | Smart Inverter | SI8000 (AS4777-2 2020) | 8 | 2022-06-08 | 2025-07-27
Sigenergy Technology Co Ltd | Sigen Energy Storage System | SigenStor-15T-EV25-19.8 (AS4777-2 2020) | 15 | 2026-04-16 | 2027-12-31
Sigenergy Technology Co Ltd | Sigen Energy Storage System | SigenStor-12S-EV25-31.52 (AS4777-2 2020) | 12 | 2026-04-16 | 2027-12-31
Sigenergy Technology Co Ltd | Sigen Energy Storage System | SigenStor-3S-EV12-34.86 (AS4777-2 2020) | 3 | 2026-04-16 | 2027-12-31
Sigenergy Technology Co Ltd | Sigen Energy Storage System | SigenStor-8S-51.3 (AS4777-2 2020) | 8 | 2026-04-16 | 2027-12-31
Solar Bos Pty Ltd | HS3 | HS3-6K-S2-W-P5-AUS (AS4777-2 2020) | 6 | 2026-06-19 | 2027-12-31
Sigenergy Technology Co Ltd | Sigen Energy Storage System | SigenStor-10T-EV12-39.16 (AS4777-2 2020) | 9.999 | 2026-04-16 | 2027-12-31
Huawei Technologies Co Ltd | SUN2000-2/3/4/4.6/5/6KTL-L1 | SUN2000-4KTL-L1 (AS4777-2 2020) | 4 | 2022-05-16 | 2025-12-31
Sigenergy Technology Co Ltd | Sigen Energy Storage System | SigenStor-8S-32.5 (AS4777-2 2020) | 8 | 2026-04-16 | 2027-12-31
Shanghai SIGEN New Energy Technology Co Ltd | Sigen Energy Storage System | SigenStor-5T-EV25-26 (AS4777-2 2020) | 5 | 2025-08-19 | 2027-12-31
Sigenergy Technology Co Ltd | Sigen Energy Storage System | SigenStor-12S-EV25-37.54 (AS4777-2 2020) | 12 | 2026-04-16 | 2027-12-31
SolaX Power Network Technology (Zhe jiang) Co Ltd | X3 MIC | X3-MIC-10K-G2 (AS4777-2 2020) | 10 | 2022-07-01 | 2025-08-14
Shanghai SIGEN New Energy Technology Co Ltd | SIGEN HYBRID INVERTER | Sigen Hybrid 4.6 SP (AS4777-2 2020) | 4.6 | 2024-09-24 | 2027-09-24
Shanghai SIGEN New Energy Technology Co Ltd | Sigen Energy Storage System | SigenStor-12S-EV25-24 (AS4777-2 2020) | 12 | 2025-03-14 | 2027-12-31
Sigenergy Technology Co Ltd | Sigen Energy Storage System | SigenStor-10S-EV25-37.88 (AS4777-2 2020) | 9.999 | 2026-04-16 | 2027-12-31
Redx Technology Australia Pty Ltd | RX-7000Plus Series | RX-7006Plus (AS4777-2 2020) | 5 | 2025-02-03 | 2027-12-31
Ginlong Technologies Co Ltd | S6 | S6-GR1P5K03-NV-ND-AU (AS4777-2 2020) | 5 | 2025-03-14 | 2028-03-14
Shanghai SIGEN New Energy Technology Co Ltd | Sigen Energy Storage System | SigenStor-30T-EV12-8 (AS4777-2 2020) | 29.999 | 2025-08-19 | 2027-12-31
Sigenergy Technology Co Ltd | Sigen Energy Storage System | SigenStor-8S-EV12-27.12 (AS4777-2 2020) | 8 | 2026-04-16 | 2027-12-31
Sigenergy Technology Co Ltd | Sigen Energy Storage System | SigenStor-12S-EV25-40.22 (AS4777-2 2020) | 12 | 2026-04-16 | 2027-12-31
Sigenergy Technology Co Ltd | Sigen Energy Storage System | SigenStor-12S-42.92 (AS4777-2 2020) | 12 | 2026-04-16 | 2027-12-31
Sigenergy Technology Co Ltd | Sigen Energy Storage System | SigenStor-3S-48.62 (AS4777-2 2020) | 3 | 2026-04-16 | 2027-12-31
Pylon Technologies Co Ltd | FH3X | FH3X-15K-HY-3P-20 (AS4777-2 2020) | 15 | 2025-11-14 | 2027-12-31
Sigenergy Technology Co Ltd | Sigen Energy Storage System | SigenStor-5S-EV12-27.86 (AS4777-2 2020) | 4.999 | 2026-04-16 | 2027-12-31
Evantra IP Pty Ltd | NA | EVANTRA-3.6HS-5.12KWH (AS4777-2 2020) | 3.6 | 2023-09-26 | 2026-09-26
Ginlong Technologies Co Ltd | Mini Series | S5-GR1P1.5K-M (AS4777-2 2020) | 1.5 | 2024-07-27 | 2026-12-31
Sigenergy Technology Co Ltd | Sigen Energy Storage System | SigenStor-5T-51.22 (AS4777-2 2020) | 5 | 2026-04-16 | 2027-12-31
Tesla Inc | Powerwall 3 and Expansions with Backup Gateway 2 | 1707000-11.04 kVA-54 (AS4777-2 2020) | 11.04 | 2025-08-19 | 2027-12-31
Shanghai SIGEN New Energy Technology Co Ltd | Sigen Energy Storage System | SigenStor-25T-EV12-21 (AS4777-2 2020) | 25 | 2025-08-19 | 2027-12-31
Shenzhen Growatt New Energy Co Ltd | MID 10-40KTL3-X | MID 17KTL3-X1-AU (AS4777-2 2020) | 17 | 2022-02-09 | 2025-08-15
GoodWe Technologies Co Ltd | ET G2 | GW6000-ET-20 (AS4777-2 2020) | 6 | 2024-10-29 | 2027-10-29
Shanghai SIGEN New Energy Technology Co Ltd | Sigen Energy Storage System | SigenStor-10T-EV25-29 (AS4777-2 2020) | 9.999 | 2025-08-19 | 2027-12-31
GoodWe Technologies Co Ltd | GT | GW125K-GT (AS4777-2 2020) | 125 | 2025-08-13 | 2028-08-13
Sigenergy Technology Co Ltd | Sigen Energy Storage System | SigenStor-12S-EV12-25.16 (AS4777-2 2020) | 12 | 2026-04-16 | 2027-12-31
Sigenergy Technology Co Ltd | Sigen Energy Storage System | SigenStor-8S-49.26 (AS4777-2 2020) | 8 | 2026-04-16 | 2027-12-31
Sigenergy Technology Co Ltd | Sigen Energy Storage System | SigenStor-3S-EV12-14.08 (AS4777-2 2020) | 3 | 2026-04-16 | 2027-12-31
GoodWe Technologies Co Ltd | DNS G4 | GW3.6K-DNS-G40 (AS4777-2 2020) | 3.6 | 2026-04-27 | 2029-04-27
SolaX Power Network Technology (Zhe jiang) Co Ltd | X1-MINI G4 | X1-MINI-2.0K-G4 (AS4777-2 2020) | 2 | 2023-05-13 | 2026-09-25
Shanghai SIGEN New Energy Technology Co Ltd | Sigen Energy Storage System | SigenStor-8S-EV12-16 (AS4777-2 2020) | 8 | 2025-03-14 | 2027-12-31
Alpha ESS Co Ltd | Stax | M50-INV-AU (AS4777-2 2020) | 50 | 2026-08-26 | 2029-08-26
Guangzhou Sanjing Electric Co Ltd | C6 | C6-100K-T9-40 (AS4777-2 2020) | 100 | 2024-10-14 | 2027-10-14
Sigenergy Technology Co Ltd | Sigen Energy Storage System | SigenStor-8S-44.96 (AS4777-2 2020) | 8 | 2026-04-16 | 2027-12-31
SENEC GmbH | SENEC.Home V3 | SENEC.Home V3 hybrid 5 (AS4777-2 2020) | 5 | 2022-04-22 | 2025-04-22
Enphase Energy Australia Pty Ltd | IQ7 | IQ7PLUS-72-M-INT (AS4777-2 2020) | 0.29 | 2025-07-31 | 2026-12-07
Solar Bos Pty Ltd | RAYBOX HS2 | HS2-5K-T2-2 4G (AS4777-2 2020) | 5 | 2025-03-04 | 2027-12-31
Shenzhen SOFARSOLAR Co Ltd | 1.1K-3.3KTL-G3 | SOFAR 3300TL-G3 (AS4777-2 2020) | 3.3 | 2022-07-12 | 2025-07-12
NOARK Electrics (Shanghai) Co Ltd | Ex9N-DG | Ex9N-DG-4KS-AU (AS4777-2 2020) | 4 | 2023-11-08 | 2026-11-08
Shenzhen Growatt New Energy Co Ltd | MOD | MOD 8000TL3-XH (AS4777-2 2020) | 8 | 2023-07-25 | 2026-10-23
Fimer SpA | PVS | PVS-33-TL-SX (AS4777-2 2020) | 33 | 2022-06-16 | 2027-06-10
Sigenergy Technology Co Ltd | Sigen Energy Storage System | SigenStor-3S-EV12-21.08 (AS4777-2 2020) | 3 | 2026-04-16 | 2027-12-31
Ningbo Sunways Technologies Co Ltd | STH-3K~8KTL | STH-3.6KTL-HSS (AS4777-2 2020) | 3.6 | 2023-11-10 | 2026-11-10
SolarEdge Technologies Ltd | Three Phase Inverter | SE82.8K (AS4777-2 2020) | 82.8 | 2021-12-17 | 2026-12-17
Shanghai SIGEN New Energy Technology Co Ltd | Sigen Energy Storage System | SigenStor-5T-EV25-37 (AS4777-2 2020) | 5 | 2025-08-19 | 2027-12-31
Sigenergy Technology Co Ltd | Sigen Energy Storage System | SigenStor-20T-27.12 (AS4777-2 2020) | 20 | 2026-04-16 | 2027-12-31
Guangzhou Sanjing Electric Co Ltd | CHS2 | CHS2-50K-T6-256.0V/280Ah/64.4kWh (AS4777-2 2020) | 50 | 2025-04-08 | 2027-12-31
Sigenergy Technology Co Ltd | Sigen Energy Storage System | SigenStor-10S-27.12 (AS4777-2 2020) | 9.999 | 2026-04-16 | 2027-12-31
Shanghai SIGEN New Energy Technology Co Ltd | Sigen Energy Storage System | SigenStor-15T-EV25-16 (AS4777-2 2020) | 15 | 2025-08-19 | 2027-12-31
Hiconics Eco-energy Drive Technology Co Ltd | Powerinfi | MH-HYIV3.68-SHE-AU (AS4777-2 2020) | 3.68 | 2026-03-11 | 2029-03-11
Eaton Power Quality (Shanghai) Co Ltd | Eaton 93PCS | 93PCS 125 (AS4777-2 2020) | 125 | 2025-06-18 | 2028-06-18
Redback Energy Pty Ltd | RED-H3 | RED-H3-S10HV (AS4777-2 2020) | 9.999 | 2026-02-26 | 2029-02-26
Sigenergy Technology Co Ltd | Sigen Energy Storage System | SigenStor-6S-31.18 (AS4777-2 2020) | 6 | 2026-04-16 | 2027-12-31
Shenzhen SOFARSOLAR Co Ltd | SOFAR 100K~125KTLX-G4 | SOFAR 125KTLX-G4 (AS4777-2 2020) | 125 | 2025-12-08 | 2028-10-16
Each Energy Technology (Suzhou) Co Ltd | EES-M1 | EES9K-M1 (AS4777-2 2020) | 9 | 2022-07-29 | 2025-07-29
Sigenergy Technology Co Ltd | Sigen Energy Storage System | SigenStor-5S-EV12-43.24 (AS4777-2 2020) | 4.999 | 2026-04-16 | 2027-12-31
Sigenergy Technology Co Ltd | Sigen Energy Storage System | SigenStor-5S-28.84 (AS4777-2 2020) | 4.999 | 2026-04-16 | 2027-12-31
Dongguan Hinen New Energy Technology Co Ltd | A Series | A25000T-E (AS4777-2 2020) | 25 | 2025-08-21 | 2028-08-21
iPotisEdge Co Ltd | IPS Series | IPS-4.6K-L120-S (AS4777-2 2020) | 4.6 | 2024-12-16 | 2027-12-16
Shenzhen Growatt New Energy Co Ltd | SPA 3000-6000 TL-AU | SPA 6000TL-AU (AS4777-2 2020) | 6 | 2024-11-27 | 2027-11-27
Sigenergy Technology Co Ltd | Sigen Energy Storage System | SigenStor-10T-EV12-42.26 (AS4777-2 2020) | 9.999 | 2026-04-16 | 2027-12-31
Sigenergy Technology Co Ltd | Sigen Energy Storage System | SigenStor-8S-43.24 (AS4777-2 2020) | 8 | 2026-04-16 | 2027-12-31
Ginlong Technologies Co Ltd | S5 | S5-GR3P15K (AS4777-2 2020) | 15 | 2024-08-23 | 2026-10-21
Fronius Australia Pty Ltd | Symo GEN24 Plus | Symo GEN24 4.0 Plus (AS4777-2 2020) | 4 | 2021-12-03 | 2026-09-29
GoodWe Technologies Co Ltd | ET100K | GW80K-ET-G10 (AS4777-2 2020) | 80 | 2026-06-10 | 2029-06-10
Fronius Australia Pty Ltd | Verto Plus | Verto 17.5 Plus (AS4777-2 2020) | 17.5 | 2026-06-19 | 2029-06-19
NOARK Electrics (Shanghai) Co Ltd | Ex9N-DH | Ex9N-DH-12KS-AU (AS4777-2 2020) | 12 | 2025-04-04 | 2028-04-04
Shenzhen SOFARSOLAR Co Ltd | 3.3K-12KTL-X | SOFAR 8.8KTL-X (AS4777-2 2020) | 8 | 2022-07-07 | 2025-07-07
Hoymiles Power Electronics Inc | HMS | HMS-1600-4T (AS4777-2 2020) | 1.6 | 2024-09-02 | 2027-09-02
Shanghai SIGEN New Energy Technology Co Ltd | Sigen Energy Storage System | SigenStor-20T-EV25-32 (AS4777-2 2020) | 20 | 2025-08-19 | 2027-12-31
Enphase Energy Inc | IQ Battery 5P with FlexPhase | IQBATTERY-5P-3P-INT-2.50-1P (AS4777-2 2020) | 2.5 | 2025-07-31 | 2027-12-31
Sigenergy Technology Co Ltd | Sigen PV Inverter | Sigen PV 50M1-AU (AS4777-2 2020) | 50 | 2026-01-29 | 2029-01-29
SolaX Power Network Technology (Zhe jiang) Co Ltd | X1-IES | X1-IES-6K (AS4777-2 2020) | 6 | 2024-07-30 | 2027-07-30
Shanghai SIGEN New Energy Technology Co Ltd | Sigen Energy Storage System | SigenStor-8S-EV25-8 (AS4777-2 2020) | 8 | 2025-03-14 | 2027-12-31
Sigenergy Technology Co Ltd | Sigen Energy Storage System | SigenStor-20T-EV12-24.1 (AS4777-2 2020) | 20 | 2026-04-16 | 2027-12-31
Sigenergy Technology Co Ltd | Sigen Energy Storage System | SigenStor-8S-EV25-37.88 (AS4777-2 2020) | 8 | 2026-04-16 | 2027-12-31
Sigenergy Technology Co Ltd | Sigen Energy Storage System | SigenStor-10S-EV25-40.22 (AS4777-2 2020) | 9.999 | 2026-04-16 | 2027-12-31
Sigenergy Technology Co Ltd | Sigen Energy Storage System | SigenStor-5T-EV25-42.18 (AS4777-2 2020) | 5 | 2026-04-16 | 2027-12-31
Sigenergy Technology Co Ltd | Sigen Energy Storage System | SigenStor-10S-EV12-42.26 (AS4777-2 2020) | 9.999 | 2026-04-16 | 2027-12-31
Fimer SpA | UNO | UNO-DM-5.0-TL-PLUS-B-QU (AS4777-2 2020) | 5 | 2022-02-04 | 2027-02-04
Guangzhou Sanjing Electric Co Ltd | R5 | R5-6K-S2 (AS4777-2 2020) | 6 | 2022-06-27 | 2025-07-09
Ecoflow Inc. | EcoFlow PowerOcean | EF HD-P3-25K0-S1 (AS4777-2 2020) | 25 | 2026-08-14 | 2029-08-14
Sigenergy Technology Co Ltd | Sigen Energy Storage System | SigenStor-6S-EV12-27.12 (AS4777-2 2020) | 6 | 2026-04-16 | 2027-12-31
Fronius Australia Pty Ltd | Primo GEN24 Plus | Primo GEN24 3.6 Plus (AS4777-2 2020) | 3.68 | 2021-11-27 | 2026-10-05
Hoymiles Power Electronics Inc | Energy Storage System | HiOne-16T-32B-G3-AU (AS4777-2 2020) | 16 | 2026-08-13 | 2027-12-31
Ningbo Sunways Technologies Co Ltd | STH-3K~8KTL | STH-3KTL-HSS (AS4777-2 2020) | 3 | 2023-11-10 | 2026-11-10
Sigenergy Technology Co Ltd | Sigen Energy Storage System | SigenStor-6S-EV12-28.84 (AS4777-2 2020) | 6 | 2026-04-16 | 2027-12-31
Sigenergy Technology Co Ltd | Sigen Energy Storage System | SigenStor-25T-25.16 (AS4777-2 2020) | 25 | 2026-04-16 | 2027-12-31
Guangzhou Sanjing Electric Co Ltd | R5 | R5-2.5K-S1-15 (AS4777-2 2020) | 2.5 | 2022-06-28 | 2027-06-24
Sigenergy Technology Co Ltd | Sigen Energy Storage System | SigenStor-12S-EV12-28.5 (AS4777-2 2020) | 12 | 2026-04-16 | 2027-12-31
Shanghai SIGEN New Energy Technology Co Ltd | Sigen Energy Controller | SigenStor EC 17.0 TP AU (AS4777-2 2020) | 17 | 2025-04-07 | 2028-04-07
Fronius Australia Pty Ltd | Symo GEN24 SC | Symo GEN24 6.0 SC (AS4777-2 2020) | 6 | 2025-03-06 | 2028-03-06
Solar Bos Pty Ltd | RAYBOX HS2 | HS2-10K-T2-2 4G (AS4777-2 2020) | 9.999 | 2025-03-04 | 2027-12-31
Selectronic Australia | SP PRO | SPMC480-AU (AS4777-2 2020) | 3.5 | 2022-04-08 | 2025-09-15
AISWEI Technology (Shanghai) Co Ltd | ASW -S | ASW5000-S (AS4777-2 2020) | 5 | 2022-06-28 | 2025-06-28
Sigenergy Technology Co Ltd | Sigen Energy Storage System | SigenStor-8S-24.1 (AS4777-2 2020) | 8 | 2026-04-16 | 2027-12-31
Ecoflow Inc. | EcoFlow PowerOcean | EF HD-P1-5K-S1-A (AS4777-2 2020) | 5 | 2026-06-25 | 2029-06-25
Sigenergy Technology Co Ltd | Sigen Energy Storage System | SigenStor-10T-33.22 (AS4777-2 2020) | 9.999 | 2026-04-16 | 2027-12-31
Shenzhen Growatt New Energy Co Ltd | MID 10-30KTL3-XH | MID 20KTL3-XH (AS4777-2 2020) | 20 | 2025-04-22 | 2028-04-22
Ningbo Sunways Technologies Co Ltd | STT-4K~25KTL | STT-8KTL (AS4777-2 2020) | 8 | 2022-12-23 | 2025-12-23
Sigenergy Technology Co Ltd | Sigen Energy Storage System | SigenStor-5S-EV12-25.82 (AS4777-2 2020) | 4.999 | 2026-04-16 | 2027-12-31
Tesla Inc | 1707000-xx-y (Powerwall 3 with Backup Gateway 2) | 1707000-10 kVA (AS4777-2 2020) | 10 | 2024-10-17 | 2027-10-17
Shanghai SIGEN New Energy Technology Co Ltd | Sigen Energy Storage System | SigenStor-5T-EV25-8 (AS4777-2 2020) | 5 | 2025-08-19 | 2027-12-31
Sigenergy Technology Co Ltd | Sigen Energy Storage System | SigenStor-6S-45.94 (AS4777-2 2020) | 6 | 2026-04-16 | 2027-12-31
Shenzhen Atess Power Technology Co Ltd | PCS | PCS100 (AS4777-2 2020) | 100 | 2024-01-02 | 2027-01-02
Sigenergy Technology Co Ltd | Sigen Energy Storage System | SigenStor-5T-EV12-41.28 (AS4777-2 2020) | 5 | 2026-04-16 | 2027-12-31
iPotisEdge Co Ltd | Power Conversion System | PotisPCS-105K-1000/400E-A02E-F (AS4777-2 2020) | 105 | 2025-03-03 | 2028-03-03
Sigenergy Technology Co Ltd | Sigen Energy Storage System | SigenStor-15T-EV12-41.28 (AS4777-2 2020) | 15 | 2026-04-16 | 2027-12-31
Sigenergy Technology Co Ltd | Sigen Energy Storage System | SigenStor-15T-44.22 (AS4777-2 2020) | 15 | 2026-04-16 | 2027-12-31
SONNEN AUSTRALIA PTY LIMITED | sonnenBatterie Hybrid | sonnenBatterie Hybrid 9.53/10 + sonnenProtect (AS4777-2 2020) | 4.6 | 2022-08-12 | 2025-08-12
GoodWe Technologies Co Ltd | PSB | GEP4.2-1-10 (AS4777-2 2020) | 4.2 | 2025-09-23 | 2026-08-17
Shanghai SIGEN New Energy Technology Co Ltd | Sigen Energy Storage System | SigenStor-30T-24 (AS4777-2 2020) | 29.999 | 2024-10-03 | 2027-10-03
Zhejiang Hyxi Technology Co Ltd | Single Phase String Inverter | HYX-S4K-S (AS4777-2 2020) | 4 | 2024-08-23 | 2027-08-23
Fronius Australia Pty Ltd | Verto | Verto 15.0 (AS4777-2 2020) | 15 | 2026-02-05 | 2029-02-05
ESY Sunhome Co Ltd | HM | ESYSUNHOME HM6 (AS4777-2 2020) | 6 | 2023-09-14 | 2026-12-13
Shanghai SIGEN New Energy Technology Co Ltd | Sigen Energy Storage System | SigenStor-5T-EV12-40 (AS4777-2 2020) | 5 | 2025-08-19 | 2027-12-31
Sigenergy Technology Co Ltd | Sigen Energy Storage System | SigenStor-5T-33.22 (AS4777-2 2020) | 5 | 2026-04-16 | 2027-12-31
Sigenergy Technology Co Ltd | Sigen Energy Storage System | SigenStor-25T-EV25-24.1 (AS4777-2 2020) | 25 | 2026-04-16 | 2027-12-31
Hiconics Eco-energy Drive Technology Co Ltd | MD | MD-HI3.8-SHO (AS4777-2 2020) | 3.8 | 2026-05-20 | 2029-04-30
Shenzhen Growatt New Energy Co Ltd | MOD-XA | MOD 3000TL3-XA (AS4777-2 2020) | 3 | 2023-08-16 | 2026-08-16
Sigenergy Technology Co Ltd | Sigen Energy Storage System | SigenStor-6S-32.9 (AS4777-2 2020) | 6 | 2026-04-16 | 2027-12-31
Sigenergy Technology Co Ltd | Sigen Energy Storage System | SigenStor-10S-EV12-11.4 (AS4777-2 2020) | 9.999 | 2026-04-16 | 2027-12-31
Sigenergy Technology Co Ltd | Sigen Energy Storage System | SigenStor-12S-26.14 (AS4777-2 2020) | 12 | 2026-04-16 | 2027-12-31
Shenzhen Growatt New Energy Co Ltd | SPH | SPH 3000TL BL-UP (AS4777-2 2020) | 3 | 2024-06-25 | 2025-08-23
SolarEdge Technologies Ltd | Three Phase Inverter | SE8.25K (AS4777-2 2020) | 8.25 | 2021-12-17 | 2025-03-17
Sigenergy Technology Co Ltd | Sigen Energy Storage System | SigenStor-6S-44.96 (AS4777-2 2020) | 6 | 2026-04-16 | 2027-12-31
GoodWe Technologies Co Ltd | SDT G2 | GW9.9KAU-DT (AS4777-2 2020) | 9.99 | 2024-02-01 | 2026-09-30
Sigenergy Technology Co Ltd | Sigen Energy Storage System | SigenStor-5S-19.8 (AS4777-2 2020) | 4.999 | 2026-04-16 | 2027-12-31
8 Star Energy Pty Ltd | Force HS-AS Series | FORCE 5.0HS (AS4777-2 2020) | 5 | 2024-04-04 | 2027-04-04
Sigenergy Technology Co Ltd | Sigen Energy Storage System | SigenStor-25T-EV25-6.02 (AS4777-2 2020) | 25 | 2026-04-16 | 2027-12-31
Sigenergy Technology Co Ltd | Sigen Energy Storage System | SigenStor-10S-EV12-23.46 (AS4777-2 2020) | 9.999 | 2026-04-16 | 2027-12-31
Ginlong Technologies Co Ltd | RHI | RHI-3P8K-HVES-5G (AS4777-2 2020) | 8 | 2022-06-30 | 2026-10-15
Wanbang Digital Energy Co Ltd | Halo | AD20110EU1993 (AS4777-2 2020) | 11 | 2026-04-30 | 2029-04-30
iPotisEdge Co Ltd | IPS Series | IPS-6K-L120-S (AS4777-2 2020) | 6 | 2024-12-16 | 2027-12-16
Hoymiles Power Electronics Inc | Energy Storage System | HiOne-8T-32B-G3-AU (AS4777-2 2020) | 8 | 2026-08-13 | 2027-12-31
Asian Power Devices Inc | HB L1 | PV 4K6HB-120 (AS4777-2 2020) | 4.6 | 2024-09-05 | 2025-08-23
Afore New Energy Technology (Shanghai) Co Ltd | Low Voltage Hybird Inverter | AF3.6K-SL (AS4777-2 2020) | 3.6 | 2023-06-13 | 2026-12-10
Sigenergy Technology Co Ltd | Sigen Energy Storage System | SigenStor-20T-EV25-17.1 (AS4777-2 2020) | 20 | 2026-04-16 | 2027-12-31
Hoymiles Power Electronics Inc | Energy Storage System | HiOne-5S-16B-G3-AU (AS4777-2 2020) | 4.9 | 2026-08-13 | 2027-12-31
Sigenergy Technology Co Ltd | Sigen Energy Storage System | SigenStor-15T-EV25-42.18 (AS4777-2 2020) | 15 | 2026-04-16 | 2027-12-31
FOXESS CO LTD | KA | KA7 (AS4777-2 2020) | 7 | 2025-06-13 | 2028-06-13
Jiangsu Weiheng Intelligent Technology Co Ltd | Agave-TH | WH-TIA602 (AS4777-2 2020) | 6 | 2025-05-09 | 2028-05-09
AISWEI Technology Co Ltd | ASW S-A | ASW10000-S-A (AS4777-2 2020) | 9.999 | 2024-07-22 | 2027-05-09
Dongguan Hinen New Energy Technology Co Ltd | A Series | A10000T (AS4777-2 2020) | 9.999 | 2025-08-21 | 2028-08-21
Wuxi Solinteg Power Co Ltd | Integ M Series | MHT-4K-25 (AS4777-2 2020) | 4 | 2025-02-10 | 2029-07-19
Sigenergy Technology Co Ltd | Sigen Energy Storage System | SigenStor-20T-EV25-18.08 (AS4777-2 2020) | 20 | 2026-04-16 | 2027-12-31
Shenzhen SOFARSOLAR Co Ltd | SOFAR 3-6KTLM-G3 | SOFAR 5KTLM-G3 (AS4777-2 2020) | 5 | 2024-08-18 | 2027-08-18
Shanghai SIGEN New Energy Technology Co Ltd | Sigen Energy Storage System | SigenStor-30T-EV12-21 (AS4777-2 2020) | 29.999 | 2025-08-19 | 2027-12-31
Hoymiles Power Electronics Inc | HME | HME-1200-AU (AS4777-2 2020) | 1.2 | 2022-06-07 | 2025-06-07
Alpha ESS Co Ltd | SMILE-B5 Series | SMILE-B5 V (AS4777-2 2020) | 5 | 2024-08-15 | 2027-10-12
Sigenergy Technology Co Ltd | Sigen Energy Storage System | SigenStor-8S-9.04 (AS4777-2 2020) | 8 | 2026-04-16 | 2027-12-31
Sigenergy Technology Co Ltd | Sigen Energy Storage System | SigenStor-5T-EV25-6.02 (AS4777-2 2020) | 5 | 2026-04-16 | 2027-12-31
Shanghai SIGEN New Energy Technology Co Ltd | Sigen Energy Storage System | SigenStor-5T-EV25-24 (AS4777-2 2020) | 5 | 2025-08-19 | 2027-12-31
Jiangsu Koyoe Energy Technology Co Ltd | GT | KY-3GT-17k0 (AS4777-2 2020) | 17 | 2022-09-12 | 2025-08-23
Sigenergy Technology Co Ltd | Sigen Energy Storage System | SigenStor-10S-35.58 (AS4777-2 2020) | 9.999 | 2026-04-16 | 2027-12-31
Shenzhen SOFARSOLAR Co Ltd | SOFAR 100K~125KTLX-G4 | SOFAR 100KTLX-G4 (AS4777-2 2020) | 100 | 2025-12-08 | 2028-10-16
Sigenergy Technology Co Ltd | Sigen Energy Storage System | SigenStor-10T-15.06 (AS4777-2 2020) | 9.999 | 2026-04-16 | 2027-12-31
Sigenergy Technology Co Ltd | Sigen Energy Storage System | SigenStor-6S-EV12-37.54 (AS4777-2 2020) | 6 | 2026-04-16 | 2027-12-31
Sigenergy Technology Co Ltd | Sigen Energy Storage System | SigenStor-3S-35.92 (AS4777-2 2020) | 3 | 2026-04-16 | 2027-12-31
SolaX Power Network Technology (Zhe jiang) Co Ltd | X3 Pro | X3-PRO-8K-G2 (AS4777-2 2020) | 8 | 2022-06-28 | 2025-07-15
Delta Electronics Inc | N/A | PCS100HV (AS4777-2 2020) | 100 | 2025-03-02 | 2026-09-30
Solar Bos Pty Ltd | AS3 | AS3-5K-S-W-P4-AUS (AS4777-2 2020) | 4.999 | 2026-06-19 | 2027-12-31
Xiamen Kehua Digital Energy Tech Co Ltd | iStoragE1 | iStoragE1 5000 (AS4777-2 2020) | 5 | 2023-12-13 | 2025-08-23
Sigenergy Technology Co Ltd | Sigen Energy Storage System | SigenStor-15T-EV12-22.48 (AS4777-2 2020) | 15 | 2026-04-16 | 2027-12-31
Sigenergy Technology Co Ltd | Sigen Energy Storage System | SigenStor-12S-EV25-11.4 (AS4777-2 2020) | 12 | 2026-04-16 | 2027-12-31
Shanghai SIGEN New Energy Technology Co Ltd | Sigen Energy Storage System | SigenStor-25T-5 (AS4777-2 2020) | 25 | 2025-08-19 | 2027-12-31
Hengdian Group DMEGC Magnetics CO LTD | DM-INV-TPH | DM-INV-TPH10K (AS4777-2 2020) | 10 | 2026-01-23 | 2029-01-23
Guangzhou Sanjing Electric Co Ltd | CHS2 | CHS2-29.9K-T4-358.4V/280Ah/90.2kWh (AS4777-2 2020) | 29.999 | 2025-04-08 | 2027-12-31
Sigenergy Technology Co Ltd | Sigen Energy Storage System | SigenStor-25T-EV12-31.52 (AS4777-2 2020) | 25 | 2026-04-16 | 2027-12-31
Shenzhen Growatt New Energy Co Ltd | MIN | MIN 3000TL-XA (AS4777-2 2020) | 3 | 2022-03-25 | 2025-01-08
Sigenergy Technology Co Ltd | Sigen Energy Storage System | SigenStor-8S-EV25-19.8 (AS4777-2 2020) | 8 | 2026-04-16 | 2027-12-31
Sigenergy Technology Co Ltd | Sigen Energy Storage System | SigenStor-25T-EV25-45.2 (AS4777-2 2020) | 25 | 2026-04-16 | 2027-12-31
FOXESS Co Ltd | 1K5-1P-HI | 1K5-1P-HI-3.7 (AS4777-2 2020) | 3.68 | 2025-05-19 | 2028-05-19
SUNSYNK AUSTRALIA PTY LTD | THREE-PHASE HYBRID INVERTER | SUNSYNK-5K-SG01HP3-AU-AM2 (AS4777-2 2020) | 5 | 2025-10-31 | 2028-05-04
Shanghai SIGEN New Energy Technology Co Ltd | Sigen Hybrid Inverter | Sigen Hybrid 10.0 TP AU (AS4777-2 2020) | 9.999 | 2025-04-07 | 2028-04-07
Sigenergy Technology Co Ltd | Sigen Energy Storage System | SigenStor-8S-EV12-16.78 (AS4777-2 2020) | 8 | 2026-04-16 | 2027-12-31
Redx Technology Australia Pty Ltd | RX | RX-5000AC (AS4777-2 2020) | 5 | 2023-06-19 | 2026-11-01
Fronius Australia Pty Ltd | Primo GEN24 | Primo GEN24 3.0 SC (AS4777-2 2020) | 3 | 2026-07-30 | 2029-07-30
GoodWe Technologies Co Ltd | XS G3 | GW3300-XS-30 (AS4777-2 2020) | 3.3 | 2024-09-24 | 2027-09-24
Sigenergy Technology Co Ltd | Sigen Energy Storage System | SigenStor-3S-11.4 (AS4777-2 2020) | 3 | 2026-04-16 | 2027-12-31
AISWEI Technology (Shanghai) Co Ltd | ASW H-S | ASW3680H-S (AS4777-2 2020) | 3.68 | 2022-07-14 | 2025-07-14
Ningbo Sunways Technologies Co Ltd | STS-xKTL-P | STS-3KTL-P (AS4777-2 2020) | 3 | 2022-06-23 | 2027-06-22
Sigenergy Technology Co Ltd | Sigen Energy Storage System | SigenStor-5S-EV12-40.56 (AS4777-2 2020) | 4.999 | 2026-04-16 | 2027-12-31
Shanghai SIGEN New Energy Technology Co Ltd | Sigen Energy Storage System | SigenStor-30T-EV12-29 (AS4777-2 2020) | 29.999 | 2025-08-19 | 2027-12-31
Sigenergy Technology Co Ltd | Sigen Energy Storage System | SigenStor-25T-9.04 (AS4777-2 2020) | 25 | 2026-04-16 | 2027-12-31
Shanghai SIGEN New Energy Technology Co Ltd | Sigen Energy Storage System | SigenStor-15T-EV12-5 (AS4777-2 2020) | 15 | 2025-08-19 | 2027-12-31
Shanghai SIGEN New Energy Technology Co Ltd | Sigen Energy Storage System | SigenStor-25T-8 (AS4777-2 2020) | 25 | 2025-08-19 | 2027-12-31
Ginlong Technologies Co Ltd | S6 | S6-EH1P4.6K-L-AU (AS4777-2 2020) | 4.6 | 2023-09-18 | 2026-09-18
GoodWe Technologies Co Ltd | ESA | GW6K-EHA-G20 (AS4777-2 2020) | 6 | 2025-07-25 | 2028-07-25
Sigenergy Technology Co Ltd | Sigen Energy Storage System | SigenStor-12S-EV25-34.2 (AS4777-2 2020) | 12 | 2026-04-16 | 2027-12-31
Sigenergy Technology Co Ltd | Sigen Energy Storage System | SigenStor-10S-42.26 (AS4777-2 2020) | 9.999 | 2026-04-16 | 2027-12-31
Shenzhen SOFARSOLAR Co Ltd | TLX-G3 | SOFAR 24KTLX-G3 (AS4777-2 2020) | 24 | 2022-06-24 | 2027-03-15
Dyness Digital Energy Technology Co Ltd | Cygni | Cygni 8.0HS-M12 (AS4777-2 2020) | 8 | 2025-10-15 | 2027-12-31
Selectronic Australia | SP PRO | SPMC481-AU (AS4777-2 2020) | 5 | 2022-04-08 | 2025-09-15
GoodWe Technologies Co Ltd | GEP 3.6-6KW | GEP5.0-1-30 (AS4777-2 2020) | 5 | 2023-01-17 | 2026-01-17
Shenzhen GivEnergy Co Ltd | HV Series | GIV-3HY-15.0-HV (AS4777-2 2020) | 15 | 2025-11-03 | 2028-11-03
Altenergy Power System Inc | ELT | ELT-6 (AS4777-2 2020) | 6 | 2025-06-26 | 2028-06-26
Sigenergy Technology Co Ltd | Sigen Energy Storage System | SigenStor-8S-43.98 (AS4777-2 2020) | 8 | 2026-04-16 | 2027-12-31
Sigenergy Technology Co Ltd | Sigen Energy Storage System | SigenStor-12S-EV12-36.9 (AS4777-2 2020) | 12 | 2026-04-16 | 2027-12-31
Sigenergy Technology Co Ltd | Sigen Energy Storage System | SigenStor-15T-EV12-12.04 (AS4777-2 2020) | 15 | 2026-04-16 | 2027-12-31
Shanghai SIGEN New Energy Technology Co Ltd | Sigen Energy Storage System | SigenStor-25T-EV12-26 (AS4777-2 2020) | 25 | 2025-08-19 | 2027-12-31
Sigenergy Technology Co Ltd | Sigen Energy Storage System | SigenStor-10S-EV12-19.46 (AS4777-2 2020) | 9.999 | 2026-04-16 | 2027-12-31
Guangzhou Sanjing Electric Co Ltd | R6 | R6-5K-S3 (AS4777-2 2020) | 4.999 | 2023-07-05 | 2026-07-05
Shanghai SIGEN New Energy Technology Co Ltd | Sigen Energy Storage System | SigenStor-5S-8 (AS4777-2 2020) | 4.999 | 2024-06-05 | 2027-06-05
GoodWe Technologies Co Ltd | MT G2 | GW60KN-MT (AS4777-2 2020) | 60 | 2022-07-01 | 2025-07-04
Huawei Technologies Co Ltd | SUN2000-5/6/8/10KTL-M1 | SUN2000-8KTL-M1 (AS4777-2 2020) | 8 | 2022-05-18 | 2025-12-31
FOXESS CO LTD | H3 Plus | H3-100-Plus (AS4777-2 2020) | 100 | 2026-06-17 | 2029-06-17
Ginlong Technologies Co Ltd | RHI | RHI-3P5K-HVES-5G (AS4777-2 2020) | 5 | 2022-06-30 | 2026-10-15
Shanghai SIGEN New Energy Technology Co Ltd | Sigen Energy Storage System | SigenStor-5T-EV25-21 (AS4777-2 2020) | 5 | 2025-08-19 | 2027-12-31
Shanghai SIGEN New Energy Technology Co Ltd | Sigen Energy Storage System | SigenStor-10S-EV25-32 (AS4777-2 2020) | 9.999 | 2025-03-14 | 2027-12-31
Anker Innovations Limited | Anker SOLIX X1 | X1-P6K-S (AS4777-2 2020) | 6 | 2025-07-11 | 2028-07-11
Zhejiang Hyxi Technology Co Ltd | Three Phase Hybrid Inverter | HYX-H10K-HT (AS4777-2 2020) | 10 | 2025-11-25 | 2028-11-25
Sigenergy Technology Co Ltd | Sigen Energy Storage System | SigenStor-25T-26.14 (AS4777-2 2020) | 25 | 2026-04-16 | 2027-12-31
Sigenergy Technology Co Ltd | Sigen Energy Storage System | SigenStor-6S-21.08 (AS4777-2 2020) | 6 | 2026-04-16 | 2027-12-31
Anker Innovations Limited | Anker SOLIX X1 | X1-H4.6K-S (AS4777-2 2020) | 4.6 | 2025-02-11 | 2028-02-11
Wuxi Solinteg Power Co Ltd | Integ M Series | MHT-8K-25 (AS4777-2 2020) | 8 | 2025-02-10 | 2029-07-19
Sigenergy Technology Co Ltd | Sigen Energy Storage System | SigenStor-6S-38.26 (AS4777-2 2020) | 6 | 2026-04-16 | 2027-12-31
Shenzhen Growatt New Energy Co Ltd | MOD | MOD 4000TL3-XH (AS4777-2 2020) | 4 | 2023-07-25 | 2026-10-23
Alpha ESS Co Ltd | SMILE-S | SMILE-S5 (AS4777-2 2020) | 5 | 2022-11-24 | 2025-11-24
GoodWe Technologies Co Ltd | DNS | GW4200T-DS (AS4777-2 2020) | 4.2 | 2022-06-03 | 2025-06-03
Sigenergy Technology Co Ltd | Sigen Energy Storage System | SigenStor-30T-52.28 (AS4777-2 2020) | 29.999 | 2026-04-16 | 2027-12-31
Shanghai Chint Power Systems Co LTD | N/A | CPS SCA10KTL-PSM/EU (AS4777-2 2020) | 10 | 2023-11-29 | 2025-08-23
Shenzhen Growatt New Energy Co Ltd | MID 10-40KTL3-X | MID 33KTL3-X-AU (AS4777-2 2020) | 33 | 2022-02-09 | 2025-08-15
Sigenergy Technology Co Ltd | Sigen Energy Storage System | SigenStor-8S-EV25-22.14 (AS4777-2 2020) | 8 | 2026-04-16 | 2027-12-31
Must Energy (Guangdong) Technology Co Ltd | PH11-(5-12)KL3-EU | PH11-6.5KL3 EU (AS4777-2 2020) | 6.5 | 2026-04-07 | 2029-04-07
Shanghai SIGEN New Energy Technology Co Ltd | Sigen Energy Storage System | SigenStor-20T-EV12-13 (AS4777-2 2020) | 20 | 2025-08-19 | 2027-12-31
Sigenergy Technology Co Ltd | Sigen Energy Storage System | SigenStor-5S-50.32 (AS4777-2 2020) | 4.999 | 2026-04-16 | 2027-12-31
Sigenergy Technology Co Ltd | Sigen Energy Storage System | SigenStor-10T-51.3 (AS4777-2 2020) | 9.999 | 2026-04-16 | 2027-12-31
Sigenergy Technology Co Ltd | Sigen Energy Storage System | SigenStor-30T-EV12-15.06 (AS4777-2 2020) | 29.999 | 2026-04-16 | 2027-12-31
Shenzhen Growatt New Energy Co Ltd | SPH 3000-6000 TL-HU | SPH 5000TL-HU (AS4777-2 2020) | 5 | 2024-11-27 | 2027-11-27
SolaX Power Network Technology (Zhe jiang) Co Ltd | X3-HYB G4 PRO | X3-HYB-8.0-P (AS4777-2 2020) | 8 | 2026-05-01 | 2029-05-01
Sigenergy Technology Co Ltd | Sigen Energy Storage System | SigenStor-10T-9.04 (AS4777-2 2020) | 9.999 | 2026-04-16 | 2027-12-31
Fronius Australia Pty Ltd | Symo GEN24 SC | Symo GEN24 3.0 Plus SC (AS4777-2 2020) | 3 | 2025-10-03 | 2026-09-29
SMA Australia Pty Ltd | SUNNY ISLAND X | SI30-20 | 30 | 2025-10-24 | 2028-10-24
Sigenergy Technology Co Ltd | Sigen Energy Storage System | SigenStor-3S-22.14 (AS4777-2 2020) | 3 | 2026-04-16 | 2027-12-31
8 Star Energy Pty Ltd | Force HS+ | Force 10.5HS+ (AS4777-2 2020) | 10.5 | 2026-02-09 | 2029-02-09
Sigenergy Technology Co Ltd | Sigen Energy Storage System | SigenStor-25T-EV25-33.22 (AS4777-2 2020) | 25 | 2026-04-16 | 2027-12-31
Jiangsu Koyoe Energy Technology Co Ltd | GT | KY-3GT-12k0 (AS4777-2 2020) | 12 | 2022-09-12 | 2025-08-23
Sigenergy Technology Co Ltd | Sigen Energy Storage System | SigenStor-3S-EV12-19.8 (AS4777-2 2020) | 3 | 2026-04-16 | 2027-12-31
Sigenergy Technology Co Ltd | Sigen Energy Storage System | SigenStor-12S-EV25-30.2 (AS4777-2 2020) | 12 | 2026-04-16 | 2027-12-31
RedEarth Energy Storage Ltd | SRS | SRS-318 NS (AS4777-2 2020) | 10 | 2023-05-19 | 2025-08-23
Alpha ESS Co Ltd | SMILE-S | SMILE-S5 V (AS4777-2 2020) | 5 | 2022-11-24 | 2025-11-24
Hoymiles Power Electronics Inc | Energy Storage System | HiOne-8T-8B-G3-AU (AS4777-2 2020) | 8 | 2026-08-13 | 2027-12-31
Sigenergy Technology Co Ltd | Sigen Energy Storage System | SigenStor-3S-49.6 (AS4777-2 2020) | 3 | 2026-04-16 | 2027-12-31
Sigenergy Technology Co Ltd | Sigen Energy Storage System | SigenStor-5S-EV12-42.18 (AS4777-2 2020) | 4.999 | 2026-04-16 | 2027-12-31
Sigenergy Technology Co Ltd | Sigen Energy Storage System | SigenStor-8S-EV12-32.16 (AS4777-2 2020) | 8 | 2026-04-16 | 2027-12-31
GoodWe Technologies Co Ltd | ESA | GW12K-ETA-G20 (AS4777-2 2020) | 12 | 2026-02-16 | 2029-02-16
Shenzhen Growatt New Energy Co Ltd | MIN | MIN 4600TL-XA (AS4777-2 2020) | 4.6 | 2022-03-25 | 2025-01-08
Sigenergy Technology Co Ltd | Sigen Energy Storage System | SigenStor-12S-47.56 (AS4777-2 2020) | 12 | 2026-04-16 | 2027-12-31
Shanghai Chelion Renewable Technology Co Ltd | iHome | iHome-INV5K-H1H01 (AS4777-2 2020) | 5 | 2023-11-15 | 2025-08-23
Hoymiles Power Electronics Inc | HMS | HMS-900-2T (AS4777-2 2020) | 0.9 | 2023-02-13 | 2026-02-13
FOXESS CO LTD | H1-G2 | H1-5.0-E-G2 (AS4777-2 2020) | 5 | 2024-01-03 | 2027-01-03
NingBo Deye Inverter Technology Co Ltd | Single Phase Hybrid Inverter | SUN-8K-SG05LP1-AU-AM2-P (AS4777-2 2020) | 8 | 2026-07-20 | 2029-07-20
NingBo Deye Inverter Technology Co Ltd | Hybrid Inverter | AI-W5.1-5P3-AU-B (AS4777-2 2020) | 5 | 2025-09-23 | 2027-04-28
Shenzhen Growatt New Energy Co Ltd | SPA 3000-6000 TL-AU | SPA 4000TL-AU (AS4777-2 2020) | 4 | 2024-11-27 | 2027-11-27
Sigenergy Technology Co Ltd | Sigen Energy Storage System | SigenStor-10T-EV12-43.24 (AS4777-2 2020) | 9.999 | 2026-04-16 | 2027-12-31
Sigenergy Technology Co Ltd | Sigen Energy Storage System | SigenStor-10T-EV25-25.16 (AS4777-2 2020) | 9.999 | 2026-04-16 | 2027-12-31
Sigenergy Technology Co Ltd | Sigen Energy Storage System | SigenStor-12S-12.04 (AS4777-2 2020) | 12 | 2026-04-16 | 2027-12-31
Sigenergy Technology Co Ltd | Sigen Energy Storage System | SigenStor-10T-EV12-33.14 (AS4777-2 2020) | 9.999 | 2026-04-16 | 2027-12-31
FOXESS CO LTD | T-G3 Series | T23-G3 (AS4777-2 2020) | 23 | 2025-03-07 | 2028-03-07
SolaX Power Network Technology (Zhe jiang) Co Ltd | X1-IES | X1-IES-5K (AS4777-2 2020) | 4.999 | 2024-07-30 | 2027-07-30
Sigenergy Technology Co Ltd | Sigen Energy Storage System | SigenStor-3S-34.86 (AS4777-2 2020) | 3 | 2026-04-16 | 2027-12-31
Sigenergy Technology Co Ltd | Sigen Energy Storage System | SigenStor-12S-EV12-41.28 (AS4777-2 2020) | 12 | 2026-04-16 | 2027-12-31
Sigenergy Technology Co Ltd | Sigen Energy Storage System | SigenStor-8S-EV25-25.16 (AS4777-2 2020) | 8 | 2026-04-16 | 2027-12-31
Guangzhou Sanjing Electric Co Ltd | R6 | R6-6K-S3 (AS4777-2 2020) | 6 | 2023-07-05 | 2026-07-05
Shenzhen GivEnergy Co Ltd | All In One | GIV-AIO-AC-13.5 + Backup (AS4777-2 2020) | 6 | 2024-02-21 | 2027-02-21
Ecoflow Inc. | EcoFlow PowerOcean | EF HD-P3-15K0-S1 (AS4777-2 2020) | 15 | 2026-08-14 | 2029-08-14
Sigenergy Technology Co Ltd | Sigen Energy Storage System | SigenStor-10S-EV25-40.56 (AS4777-2 2020) | 9.999 | 2026-04-16 | 2027-12-31
ESYsunhome Co Ltd | HM | ESYSUNHOME HM20 (AS4777-2 2020) | 20 | 2026-01-07 | 2029-01-07
GoodWe Technologies Co Ltd | DNS G3 | GW4200-DNS-30 (AS4777-2 2020) | 4.2 | 2022-09-01 | 2027-07-27
Sigenergy Technology Co Ltd | Sigen Energy Storage System | SigenStor-5T-EV12-12.04 (AS4777-2 2020) | 5 | 2026-04-16 | 2027-12-31
Shenzhen GivEnergy Co Ltd | All In One | GIV-AIO-AC-13.5-3.6 + Backup (AS4777-2 2020) | 3.6 | 2024-02-21 | 2027-02-21
Sigenergy Technology Co Ltd | Sigen Energy Storage System | SigenStor-3S-30.2 (AS4777-2 2020) | 3 | 2026-04-16 | 2027-12-31
Alpha ESS Co Ltd | SMILE-G3 | SMILE-G3-B5-INV (AS4777-2 2020) | 5 | 2022-07-21 | 2028-08-29
Shenzhen Sinexcel Isuna Energy Technology Co Ltd | Isuna S-SL | Isuna 4600S (AS4777-2 2020) | 4.6 | 2026-02-13 | 2029-02-13
NingBo Deye Inverter Technology Co Ltd | SUN series | SUN-9K-G02P1-AU-AM2 (AS4777-2 2020) | 9 | 2025-07-22 | 2028-07-22
Ginlong Technologies Co Ltd | RHI | RHI-3P10K-HVES-5G (AS4777-2 2020) | 10 | 2022-06-30 | 2026-10-15
NOARK Electrics (Shanghai) Co Ltd | Ex9N-DH | Ex9N-DH-6KT-AU (AS4777-2 2020) | 6 | 2024-01-16 | 2027-01-16
Solar Bos Pty Ltd | AS3 | AS3-5K-S-W-P3-AUS (AS4777-2 2020) | 4.999 | 2026-06-19 | 2027-12-31
Asian Power Devices Inc | PV H3 | PV 10KTL-D3/G2 (AS4777-2 2020) | 10 | 2023-02-23 | 2025-08-23
Sigenergy Technology Co Ltd | Sigen Energy Storage System | SigenStor-30T-EV25-34.2 (AS4777-2 2020) | 29.999 | 2026-04-16 | 2027-12-31
Sigenergy Technology Co Ltd | Sigen Energy Storage System | SigenStor-8S-EV12-42.26 (AS4777-2 2020) | 8 | 2026-04-16 | 2027-12-31
Sunsynk Ltd | THREE-PHASE HYBRID INVERTER | SUNSYNK-35K-SG01HP3-AU-BM3 (AS4777-2 2020) | 35 | 2025-10-31 | 2028-02-08
Sigenergy Technology Co Ltd | Sigen Energy Storage System | SigenStor-5S-24.1 (AS4777-2 2020) | 4.999 | 2026-04-16 | 2027-12-31
Pylon Technologies Co Ltd | FH3X | FH3X-15K-HY-3P-10 (AS4777-2 2020) | 15 | 2025-11-14 | 2027-12-31
SolaX Power Network Technology (Zhe jiang) Co Ltd | X3 Hybrid | X3-Hybrid-10.0-D (AS4777-2 2020) | 9.999 | 2025-06-27 | 2027-05-19
Sigenergy Technology Co Ltd | Sigen PV Inverter | Sigen PV 125M1-AU (AS4777-2 2020) | 125 | 2026-01-29 | 2029-01-29
SolaX Power Network Technology Zhejiang Co Ltd | X3 Hybrid | X3-Hybrid-5.0-D (AS4777-2 2020) | 5 | 2022-06-29 | 2025-06-26
Shenzhen SOFARSOLAR Co Ltd | SOFAR 3-6KTLM-G3 | SOFAR 4.6KTLM-G3 (AS4777-2 2020) | 4.6 | 2024-08-18 | 2027-08-18
Sigenergy Technology Co Ltd | Sigen Energy Storage System | SigenStor-15T-25.16 (AS4777-2 2020) | 15 | 2026-04-16 | 2027-12-31
Sigenergy Technology Co Ltd | Sigen Energy Storage System | SigenStor-6S-41.54 (AS4777-2 2020) | 6 | 2026-04-16 | 2027-12-31
Wuxi Solinteg Power Co Ltd | M2HT-25-50K-150 | M2HT-50K-150 (AS4777-2 2020) | 50 | 2026-03-06 | 2029-03-06
GoodWe Technologies Co Ltd | ESA | GW8K-BHA-G20 (AS4777-2 2020) | 8 | 2026-08-19 | 2029-08-19
Sigenergy Technology Co Ltd | Sigen Energy Storage System | SigenStor-8S-39.16 (AS4777-2 2020) | 8 | 2026-04-16 | 2027-12-31
Shanghai SIGEN New Energy Technology Co Ltd | Sigen Energy Storage System | SigenStor-15T-37 (AS4777-2 2020) | 15 | 2025-08-19 | 2027-12-31
Fronius Australia Pty Ltd | Primo GEN24 | Primo GEN24 4.6 SC (AS4777-2 2020) | 4.6 | 2026-07-30 | 2029-07-30
Ningbo Sunways Technologies Co Ltd | STT-4~25KTL | STT-15KTL (AS4777-2 2020) | 15 | 2022-08-18 | 2025-08-18
Sigenergy Technology Co Ltd | Sigen Energy Storage System | SigenStor-5T-EV12-34.2 (AS4777-2 2020) | 5 | 2026-04-16 | 2027-12-31
Sigenergy Technology Co Ltd | Sigen Energy Storage System | SigenStor-10S-36.9 (AS4777-2 2020) | 9.999 | 2026-04-16 | 2027-12-31
Sigenergy Technology Co Ltd | Sigen Energy Storage System | SigenStor-15T-15.06 (AS4777-2 2020) | 15 | 2026-04-16 | 2027-12-31
Alpha ESS Co Ltd | SMILE-M8/9/10-S | SMILE-M10-S-INV (AS4777-2 2020) | 9.999 | 2026-07-07 | 2029-07-07
Sigenergy Technology Co Ltd | Sigen Energy Storage System | SigenStor-12S-45.94 (AS4777-2 2020) | 12 | 2026-04-16 | 2027-12-31
Suzhou Hypontech Co Ltd | HPS | HPS-6000D (AS4777-2 2020) | 6 | 2022-04-27 | 2025-04-27
Sungrow Power Supply Co Ltd | Residential | SH5T (AS4777-2 2020) | 5 | 2024-08-14 | 2027-08-14
CSI Solar Co Ltd | CSI-5K-1P | CSI-5K-S22003-E (AS4777-2 2020) | 5 | 2023-03-22 | 2026-03-22
Sigenergy Technology Co Ltd | Sigen Energy Storage System | SigenStor-12S-54.24 (AS4777-2 2020) | 12 | 2026-04-16 | 2027-12-31
Sigenergy Technology Co Ltd | Sigen Energy Storage System | SigenStor-12S-EV12-12.04 (AS4777-2 2020) | 12 | 2026-04-16 | 2027-12-31
Shenzhen Growatt New Energy Co Ltd | MIN TL-X | MIN 3600TL-X (AS4777-2 2020) | 3.6 | 2023-12-11 | 2025-08-23
Guangzhou Sanjing Electric Co Ltd | H2 | H2-25K-T3-AU (AS4777-2 2020) | 25 | 2025-04-14 | 2028-04-14
Sigenergy Technology Co Ltd | Sigen Energy Storage System | SigenStor-3S-15.06 (AS4777-2 2020) | 3 | 2026-04-16 | 2027-12-31
Eguana Technologies Inc. | EVOLVE ESS AU | EVOLVE ESS AU - 26kWh (AS4777-2 2020) | 5 | 2022-11-21 | 2025-08-23
Shenzhen Growatt New Energy Co Ltd | MID 10-40KTL3-X | MID 25KTL3-X1-AU (AS4777-2 2020) | 25 | 2022-02-09 | 2025-08-15
Sigenergy Technology Co Ltd | Sigen Energy Storage System | SigenStor-5S-39.16 (AS4777-2 2020) | 4.999 | 2026-04-16 | 2027-12-31
Guangzhou Sanjing Electric Co Ltd | CHS2 | CHS2-50K-T6-307.2V/280Ah/77.3kWh (AS4777-2 2020) | 50 | 2025-04-08 | 2027-12-31
Sigenergy Technology Co Ltd | Sigen Energy Storage System | SigenStor-25T-54.24 (AS4777-2 2020) | 25 | 2026-04-16 | 2027-12-31
Ginlong Technologies Co Ltd | 4G | Solis-1P3K-4G (AS4777-2 2020) | 3 | 2024-06-21 | 2025-08-23
NingBo Deye Inverter Technology Co Ltd | Grid-connected PV inverter | SUN-4K-G04-AU (AS4777-2 2020) | 4 | 2022-09-06 | 2027-05-06
Shenzhen Growatt New Energy Co Ltd | MOD-XA | MOD 10KTL3-XA (AS4777-2 2020) | 10 | 2023-08-16 | 2026-08-16
Sigenergy Technology Co Ltd | Sigen Energy Storage System | SigenStor-6S-47.56 (AS4777-2 2020) | 6 | 2026-04-16 | 2027-12-31
Xiamen Kehua Digital Energy Tech Co Ltd | SPI-B2 | SPI6000-B2 (AS4777-2 2020) | 6 | 2023-12-13 | 2025-08-23
Sigenergy Technology Co Ltd | Sigen Energy Storage System | SigenStor-10S-32.16 (AS4777-2 2020) | 9.999 | 2026-04-16 | 2027-12-31
Sigenergy Technology Co Ltd | Sigen Energy Storage System | SigenStor-10S-48.28 (AS4777-2 2020) | 9.999 | 2026-04-16 | 2027-12-31
Alpha ESS Co Ltd | SMILE Series | SMILE5-INV (AS4777-2 2020) | 5 | 2022-12-09 | 2027-11-03
Sigenergy Technology Co Ltd | Sigen Energy Storage System | SigenStor-8S-EV12-34.2 (AS4777-2 2020) | 8 | 2026-04-16 | 2027-12-31
Sigenergy Technology Co Ltd | Sigen Energy Storage System | SigenStor-8S-EV12-23.46 (AS4777-2 2020) | 8 | 2026-04-16 | 2027-12-31
Sigenergy Technology Co Ltd | Sigen Energy Storage System | SigenStor-10T-21.08 (AS4777-2 2020) | 9.999 | 2026-04-16 | 2027-12-31
FOXESS CO LTD | T-G3 Series | T6-G3 (AS4777-2 2020) | 6 | 2025-03-07 | 2028-03-07
Shanghai SIGEN New Energy Technology Co Ltd | Sigen Energy Storage System | SigenStor-15T-EV12-18 (AS4777-2 2020) | 15 | 2025-08-19 | 2027-12-31
Shenzhen Growatt New Energy Co Ltd | MID 10-30KTL3-XH | MID 25KTL3-XH (AS4777-2 2020) | 25 | 2025-04-22 | 2028-04-22
Sigenergy Technology Co Ltd | Sigen Energy Storage System | SigenStor-12S-EV12-17.1 (AS4777-2 2020) | 12 | 2026-04-16 | 2027-12-31
ENPHASE ENERGY AUSTRALIA PTY. LTD. | IQ7 | IQ7PLUS-72-M-INT (AS4777-2 2020) | 0.29 | 2021-12-17 | 2025-07-30
AISWEI Technology Co Ltd | ASW45-60K-LT-G3 | ASW45K-LT-G3 (AS4777-2 2020) | 45 | 2024-01-22 | 2027-01-22
Sigenergy Technology Co Ltd | Sigen Energy Storage System | SigenStor-10T-EV25-17.1 (AS4777-2 2020) | 9.999 | 2026-04-16 | 2027-12-31
Ginlong Technologies Co Ltd | S6 | S6-GR1P6K03-NV-ND-AU (AS4777-2 2020) | 6 | 2025-03-14 | 2028-03-14
Jinko Solar Co Ltd | JKS series | JKS-3.6HLVS-GI (AS4777-2 2020) | 3.68 | 2023-07-10 | 2025-08-23
Sigenergy Technology Co Ltd | Sigen Energy Storage System | SigenStor-5S-33.88 (AS4777-2 2020) | 4.999 | 2026-04-16 | 2027-12-31
Altenergy Power System Inc | DS3D | DS3D-L (AS4777-2 2020) | 1.6 | 2023-03-08 | 2025-11-23
Sigenergy Technology Co Ltd | Sigen Energy Storage System | SigenStor-6S-48.62 (AS4777-2 2020) | 6 | 2026-04-16 | 2027-12-31
Sigenergy Technology Co Ltd | Sigen Energy Storage System | SigenStor-6S-EV12-43.24 (AS4777-2 2020) | 6 | 2026-04-16 | 2027-12-31
Sigenergy Technology Co Ltd | Sigen Energy Storage System | SigenStor-20T-49.6 (AS4777-2 2020) | 20 | 2026-04-16 | 2027-12-31
GoodWe Technologies Co Ltd | ES | GW3648C-ES (AS4777-2 2020) | 3.68 | 2022-06-16 | 2025-06-16
Shanghai SIGEN New Energy Technology Co Ltd | Sigen Energy Storage System | SigenStor-15T-48 (AS4777-2 2020) | 15 | 2024-10-03 | 2027-10-03
Sigenergy Technology Co Ltd | Sigen Energy Storage System | SigenStor-25T-41.28 (AS4777-2 2020) | 25 | 2026-04-16 | 2027-12-31
Sigenergy Technology Co Ltd | Sigen Energy Storage System | SigenStor-10S-EV25-25.82 (AS4777-2 2020) | 9.999 | 2026-04-16 | 2027-12-31
SolaX Power Network Technology (Zhejiang) Co Ltd | X1-VAST | X1-VAST-8K (AS4777-2 2020) | 8 | 2025-05-16 | 2028-05-16
Sigenergy Technology Co Ltd | Sigen Energy Storage System | SigenStor-10S-46.32 (AS4777-2 2020) | 9.999 | 2026-04-16 | 2027-12-31
Shanghai Sieyuan Watten Technology Co Ltd | H1 | SiH-19.9kW-TH (AS4777-2 2020) | 19.999 | 2025-09-24 | 2028-09-24
Guangzhou Sanjing Electric Co Ltd | CHS2 | CHS2-29.9K-T4-204.8V/280Ah/51.5kWh (AS4777-2 2020) | 29.999 | 2025-04-08 | 2027-12-31
Sigenergy Technology Co Ltd | Sigen Energy Storage System | SigenStor-25T-24.1 (AS4777-2 2020) | 25 | 2026-04-16 | 2027-12-31
Sigenergy Technology Co Ltd | Sigen Energy Storage System | SigenStor-12S-41.28 (AS4777-2 2020) | 12 | 2026-04-16 | 2027-12-31
Sigenergy Technology Co Ltd | Sigen Energy Storage System | SigenStor-5S-EV12-14.08 (AS4777-2 2020) | 4.999 | 2026-04-16 | 2027-12-31
GoodWe Technologies Co Ltd | SDT G3 | GW8000-SDT-AU30 (AS4777-2 2020) | 8 | 2025-11-06 | 2028-11-06
Altenergy Power System Inc | DS3D | DS3D-L-AU (AS4777-2 2020) | 1.6 | 2023-03-08 | 2025-11-23
Sigenergy Technology Co Ltd | Sigen Energy Storage System | SigenStor-20T-EV12-33.22 (AS4777-2 2020) | 20 | 2026-04-16 | 2027-12-31
Shanghai SIGEN New Energy Technology Co Ltd | Sigen Energy Storage System | SigenStor-25T-EV12-10 (AS4777-2 2020) | 25 | 2025-08-19 | 2027-12-31
AISWEI Technology (Shanghai) Co Ltd | ASW H-S2 | ASW3680H-S2 (AS4777-2 2020) | 3.68 | 2022-07-19 | 2029-01-22
Alpha ESS Co Ltd | Storion-SMILE-B3 | Storion-SMILE-B3 II (AS4777-2 2020) | 3 | 2024-08-14 | 2027-01-27
Sigenergy Technology Co Ltd | Sigen Energy Storage System | SigenStor-8S-19.8 (AS4777-2 2020) | 8 | 2026-04-16 | 2027-12-31
Sigenergy Technology Co Ltd | Sigen Energy Storage System | SigenStor-5T-EV25-36.16 (AS4777-2 2020) | 5 | 2026-04-16 | 2027-12-31
Sigenergy Technology Co Ltd | Sigen Energy Storage System | SigenStor-8S-28.84 (AS4777-2 2020) | 8 | 2026-04-16 | 2027-12-31
Solar Bos Pty Ltd | HS3 | HS3-5K-S2-W-P5-AUS (AS4777-2 2020) | 4.999 | 2026-06-19 | 2027-12-31
Shenzhen Growatt New Energy Co Ltd | MOD-XA | MOD 7000TL3-XA (AS4777-2 2020) | 7 | 2023-08-16 | 2026-08-16
GoodWe Technologies Co Ltd | XS G3 | GW3000-XS-30 (AS4777-2 2020) | 3 | 2024-09-24 | 2027-09-24
Wuxi Solinteg Power Co Ltd | Integ M Series | MHT-30K-100 (AS4777-2 2020) | 30 | 2025-02-10 | 2028-02-10
GCL Green Energy System Technology Co Ltd | Honor | RY-5KV-AUP1 (AS4777-2 2020) | 5 | 2023-12-01 | 2025-08-23
Shanghai SIGEN New Energy Technology Co Ltd | Sigen Energy Storage System | SigenStor-10T-EV25-21 (AS4777-2 2020) | 9.999 | 2025-08-19 | 2027-12-31
Sigenergy Technology Co Ltd | Sigen Energy Storage System | SigenStor-3S-EV12-41.54 (AS4777-2 2020) | 3 | 2026-04-16 | 2027-12-31
Sigenergy Technology Co Ltd | Sigen Energy Storage System | SigenStor-6S-EV12-31.52 (AS4777-2 2020) | 6 | 2026-04-16 | 2027-12-31
Shenzhen SOFARSOLAR Co Ltd | HYD ES series | HYD 4000-ES (AS4777-2 2020) | 4 | 2022-06-23 | 2025-06-23
8 Star Energy Pty Ltd | Force HS-AS Series | FORCE 6.0HS (AS4777-2 2020) | 6 | 2024-04-04 | 2027-04-04
Sigenergy Technology Co Ltd | Sigen Energy Storage System | SigenStor-6S-15.06 (AS4777-2 2020) | 6 | 2026-04-16 | 2027-12-31
Sigenergy Technology Co Ltd | Sigen Energy Storage System | SigenStor-25T-19.8 (AS4777-2 2020) | 25 | 2026-04-16 | 2027-12-31
Sigenergy Technology Co Ltd | Sigen Energy Storage System | SigenStor-10S-EV12-26.14 (AS4777-2 2020) | 9.999 | 2026-04-16 | 2027-12-31
Sigenergy Technology Co Ltd | Sigen Energy Storage System | SigenStor-20T-49.34 (AS4777-2 2020) | 20 | 2026-04-16 | 2027-12-31
Shanghai SIGEN New Energy Technology Co Ltd | Sigen Energy Storage System | SigenStor-15T-EV12-13 (AS4777-2 2020) | 15 | 2025-08-19 | 2027-12-31
Sigenergy Technology Co Ltd | Sigen Energy Storage System | SigenStor-10S-EV12-16.78 (AS4777-2 2020) | 9.999 | 2026-04-16 | 2027-12-31
Sungrow Power Supply Co Ltd | RT | SG5.0RT (AS4777-2 2020) | 5 | 2021-12-16 | 2029-06-30
Sigenergy Technology Co Ltd | Sigen Energy Storage System | SigenStor-10S-23.46 (AS4777-2 2020) | 9.999 | 2026-04-16 | 2027-12-31
Hoymiles Power Electronics Inc | HMS | HMS-700-2T (AS4777-2 2020) | 0.7 | 2023-02-13 | 2026-02-13
Sigenergy Technology Co Ltd | Sigen Energy Storage System | SigenStor-6S-47.3 (AS4777-2 2020) | 6 | 2026-04-16 | 2027-12-31
Fronius Australia Pty Ltd | Symo GEN24 Plus | Symo GEN24 3.0 Plus (AS4777-2 2020) | 4.5 | 2021-12-03 | 2026-09-29
NingBo Deye Inverter Technology Co Ltd | Hybrid Inverter | SUN-20K-SG01HP3-AU-AM2 (AS4777-2 2020) | 20 | 2023-11-22 | 2026-11-22
GoodWe Technologies Co Ltd | GEP 3-5KW SINGLE PHASE SERIES | GEP4.2-1-10 (AS4777-2 2020) | 4.2 | 2022-06-22 | 2025-06-22
Sigenergy Technology Co Ltd | Sigen Energy Storage System | SigenStor-10S-32.9 (AS4777-2 2020) | 9.999 | 2026-04-16 | 2027-12-31
Sigenergy Technology Co Ltd | Sigen Energy Storage System | SigenStor-12S-31.18 (AS4777-2 2020) | 12 | 2026-04-16 | 2027-12-31
Sigenergy Technology Co Ltd | Sigen Energy Storage System | SigenStor-10S-49.34 (AS4777-2 2020) | 9.999 | 2026-04-16 | 2027-12-31
Wanbang Digital Energy Co Ltd | Vesta Series | SI803SENA00 (AS4777-2 2020) | 8 | 2025-08-12 | 2028-08-12
Sigenergy Technology Co Ltd | Sigen Energy Storage System | SigenStor-15T-EV25-24.1 (AS4777-2 2020) | 15 | 2026-04-16 | 2027-12-31
CET Australia Pty Ltd | Sierra Hybrid System - 48Vdc | Hybrid Sierra System 48 VDC / 27 kVA (AS4777-2 2020) | 21.6 | 2025-11-07 | 2028-11-07
Sigenergy Technology Co Ltd | Sigen Energy Storage System | SigenStor-10S-46.92 (AS4777-2 2020) | 9.999 | 2026-04-16 | 2027-12-31
Sigenergy Technology Co Ltd | Sigen Energy Storage System | SigenStor-12S-EV12-45.2 (AS4777-2 2020) | 12 | 2026-04-16 | 2027-12-31
Sigenergy Technology Co Ltd | Sigen Energy Storage System | SigenStor-6S-EV12-33.88 (AS4777-2 2020) | 6 | 2026-04-16 | 2027-12-31
Shanghai Chint Power Systems Co LTD | N/A | CPS SCA8KTL-PSM/EU (AS4777-2 2020) | 8 | 2023-11-29 | 2025-08-23
Sigenergy Technology Co Ltd | Sigen Energy Storage System | SigenStor-12S-EV12-32.9 (AS4777-2 2020) | 12 | 2026-04-16 | 2027-12-31
Sigenergy Technology Co Ltd | Sigen Energy Storage System | SigenStor-5T-EV12-15.06 (AS4777-2 2020) | 5 | 2026-04-16 | 2027-12-31
Sigenergy Technology Co Ltd | Sigen Energy Storage System | SigenStor-5S-31.52 (AS4777-2 2020) | 4.999 | 2026-04-16 | 2027-12-31
Altenergy Power System Inc | DS3 | DS3-L (AS4777-2 2020) | 0.75 | 2021-12-19 | 2026-11-30
Sigenergy Technology Co Ltd | Sigen Energy Storage System | SigenStor-15T-EV12-25.16 (AS4777-2 2020) | 15 | 2026-04-16 | 2027-12-31
Sigenergy Technology Co Ltd | Sigen Energy Storage System | SigenStor-8S-40.56 (AS4777-2 2020) | 8 | 2026-04-16 | 2027-12-31
Sigenergy Technology Co Ltd | Sigen Energy Storage System | SigenStor-8S-38.6 (AS4777-2 2020) | 8 | 2026-04-16 | 2027-12-31
Sigenergy Technology Co Ltd | Sigen Energy Storage System | SigenStor-8S-EV12-30.2 (AS4777-2 2020) | 8 | 2026-04-16 | 2027-12-31
Sigenergy Technology Co Ltd | Sigen Energy Storage System | SigenStor-3S-EV12-32.5 (AS4777-2 2020) | 3 | 2026-04-16 | 2027-12-31
Shenzhen Growatt New Energy Co Ltd | MIN 7000-10000TL-X2 | MIN 8000TL-X2 (AS4777-2 2020) | 8 | 2024-09-02 | 2027-09-02
Shenzhen Growatt New Energy Co Ltd | MID 10-30KTL3-XH | MID 10KTL3-XH (AS4777-2 2020) | 9.99 | 2025-04-22 | 2028-04-22
RedEarth Energy Storage Ltd | SunRise 3 phase | SRS-332 (AS4777-2 2020) | 10 | 2023-11-10 | 2025-08-23
FOXESS Co Ltd | AIO-AC1 | AIO-AC1-6.0-HVS5.2 (AS4777-2 2020) | 4 | 2022-12-21 | 2025-08-23
Jiangsu Weiheng Intelligent Technology Co Ltd | Copia-TH | WH-THA133 (AS4777-2 2020) | 13 | 2024-07-11 | 2027-07-11
Fronius Australia Pty Ltd | Primo | Primo 5.0-1 AUS (AS4777-2 2020) | 4.6 | 2021-12-01 | 2026-11-24
Shanghai SIGEN New Energy Technology Co Ltd | Sigen Hybrid Inverter | Sigen Hybrid 8.0 SP AU (AS4777-2 2020) | 8 | 2025-03-04 | 2028-03-04
Hiconics Eco-energy Drive Technology Co Ltd | Powerinfi | MH-HYIV3.0-SHE-AU (AS4777-2 2020) | 3 | 2026-03-11 | 2029-03-11
Shenzhen SOFARSOLAR Co Ltd | ESI | ESI 3K-S1 (AS4777-2 2020) | 3 | 2023-01-23 | 2027-09-20
TBB POWER CO LTD | Apollo Matrix | Apollo Matrix 5.0S | 5 | 2023-06-06 | 2026-06-06
Energywave Technology Inc | AmpAura Roca G2 Hybrid Energy | Roca2-5KL-E-15 (AS4777-2 2020) | 5 | 2025-12-15 | 2027-12-31
Shanghai SIGEN New Energy Technology Co Ltd | Sigen Energy Storage System | SigenStor-8S-32 (AS4777-2 2020) | 8 | 2025-03-04 | 2027-12-31
Sigenergy Technology Co Ltd | Sigen Energy Storage System | SigenStor-15T-EV25-36.16 (AS4777-2 2020) | 15 | 2026-04-16 | 2027-12-31
Dongguan Hinen New Energy Technology Co Ltd | A series | AC4600S (AS4777-2 2020) | 4.6 | 2025-11-25 | 2028-11-25
Shanghai SIGEN New Energy Technology Co Ltd | Sigen Energy Storage System | SigenStor-10T-EV25-26 (AS4777-2 2020) | 9.999 | 2025-08-19 | 2027-12-31
Altenergy Power System Inc | DS3D | DS3D-AU (AS4777-2 2020) | 1.8 | 2023-03-08 | 2025-11-23
Ginlong Technologies Co Ltd | S5 | S5-GC80K (AS4777-2 2020) | 80 | 2024-01-08 | 2027-01-08
Shanghai SIGEN New Energy Technology Co Ltd | Sigen Energy Storage System | SigenStor-5T-5 (AS4777-2 2020) | 5 | 2025-08-19 | 2027-12-31
Shanghai SIGEN New Energy Technology Co Ltd | Sigen Energy Storage System | SigenStor-15T-EV25-34 (AS4777-2 2020) | 15 | 2025-08-19 | 2027-12-31
Sigenergy Technology Co Ltd | Sigen Energy Storage System | SigenStor-20T-EV25-44.22 (AS4777-2 2020) | 20 | 2026-04-16 | 2027-12-31
Sigenergy Technology Co Ltd | Sigen Energy Storage System | SigenStor-30T-36.16 (AS4777-2 2020) | 29.999 | 2026-04-16 | 2027-12-31
Empower Energy Pty Ltd | NA | Elektrobank 14 (AS4777-2 2020) | 5 | 2022-03-04 | 2027-12-31
GoodWe Technologies Co Ltd | PCS 125K | GW125K-PCS-N-G10 (AS4777-2 2020) | 125 | 2026-04-30 | 2029-04-30
Shanghai SIGEN New Energy Technology Co Ltd | Sigen Energy Storage System | SigenStor-30T-EV12-10 (AS4777-2 2020) | 29.999 | 2025-08-19 | 2027-12-31
Sigenergy Technology Co Ltd | Sigen Energy Storage System | SigenStor-15T-EV25-9.04 (AS4777-2 2020) | 15 | 2026-04-16 | 2027-12-31
Sigenergy Technology Co Ltd | Sigen Energy Storage System | SigenStor-30T-EV12-45.2 (AS4777-2 2020) | 29.999 | 2026-04-16 | 2027-12-31
GoodWe Technologies Co Ltd | GEP 4.6-10KW SINGLE PHASE SERIES | GEP5.0-1C-10 (AS4777-2 2020) | 5 | 2022-07-01 | 2025-07-01
Guangzhou Sanjing Electric Co Ltd | R5 | R5-2K-S1-15 (AS4777-2 2020) | 2 | 2022-06-28 | 2027-06-24
Anker Innovations Limited | Anker SOLIX X1 | X1-H5K-S (AS4777-2 2020) | 5 | 2025-02-11 | 2028-02-11
Ginlong Technologies Co Ltd | S5 | S5-GC40K-HV-AU (AS4777-2 2020) | 40 | 2022-05-13 | 2026-12-02
Sigenergy Technology Co Ltd | Sigen Energy Storage System | SigenStor-5T-EV12-25.16 (AS4777-2 2020) | 5 | 2026-04-16 | 2027-12-31
Sigenergy Technology Co Ltd | Sigen Energy Storage System | SigenStor-10S-EV12-35.58 (AS4777-2 2020) | 9.999 | 2026-04-16 | 2027-12-31
ESYsunhome Co Ltd | HM | ESYSUNHOME HM10 (AS4777-2 2020) | 9.9 | 2026-06-10 | 2029-06-10
RedEarth Energy Storage Ltd | SunRise 3 phase | SRS-328 (AS4777-2 2020) | 10 | 2023-11-10 | 2025-08-23
Sigenergy Technology Co Ltd | Sigen Energy Storage System | SigenStor-20T-42.26 (AS4777-2 2020) | 20 | 2026-04-16 | 2027-12-31
Shenzhen Growatt New Energy Co Ltd | SPH | SPH 3600TL BL-UP (AS4777-2 2020) | 3.68 | 2024-06-25 | 2025-08-23
Sigenergy Technology Co Ltd | Sigen Energy Storage System | SigenStor-15T-EV12-15.06 (AS4777-2 2020) | 15 | 2026-04-16 | 2027-12-31
GoodWe Technologies Co Ltd | GEP 3-5KW SINGLE PHASE SERIES | GEP5.0-1-10 (AS4777-2 2020) | 5 | 2022-06-22 | 2025-06-22
Sigenergy Technology Co Ltd | Sigen Energy Storage System | SigenStor-8S-37.54 (AS4777-2 2020) | 8 | 2026-04-16 | 2027-12-31
Hoymiles Power Electronics Inc | HMS | HMS-1800-4T (AS4777-2 2020) | 1.8 | 2024-09-02 | 2027-09-02
Sigenergy Technology Co Ltd | Sigen Energy Storage System | SigenStor-3S-18.08 (AS4777-2 2020) | 3 | 2026-04-16 | 2027-12-31
NingBo Deye Inverter Technology Co Ltd | Hybrid Inverter | SUN-6K-SG02LP1-AU-AM2 (AS4777-2 2020) | 6 | 2025-03-12 | 2028-03-12
GoodWe Technologies Co Ltd | SMT Series | GW60KS-MT (AS4777-2 2020) | 60 | 2025-08-08 | 2026-09-28
Solar Bos Pty Ltd | AS3 | AS3-5K-T-W-P5-AUS (AS4777-2 2020) | 5 | 2026-06-19 | 2027-12-31
Hoymiles Power Electronics Inc | Energy Storage System | HiOne-12T-16B-G3-AU (AS4777-2 2020) | 12 | 2026-08-13 | 2027-12-31
Shenzhen SOFARSOLAR Co Ltd | 3.3K-12KTL-X | SOFAR 5.5KTL-X (AS4777-2 2020) | 5 | 2022-07-07 | 2025-07-07
REAQUA PTY LTD | PS2 | PS2-4000 | 4 | 2023-04-13 | 2026-04-13
TBB POWER CO LTD | CK | CK6.0S | 6 | 2023-06-06 | 2026-06-06
Sigenergy Technology Co Ltd | Sigen Energy Storage System | SigenStor-20T-EV12-35.18 (AS4777-2 2020) | 20 | 2026-04-16 | 2027-12-31
Sigenergy Technology Co Ltd | Sigen Energy Storage System | SigenStor-8S-47.64 (AS4777-2 2020) | 8 | 2026-04-16 | 2027-12-31
GoodWe Technologies Co Ltd | SDT G2 | GW6K-DT (AS4777-2 2020) | 6 | 2022-06-01 | 2025-02-14
Fimer SpA | PVS-100-TL | PVS-100-TL-POWER MODULE + WB-SY-PVS-100-TL (AS4777-2 2020) | 100 | 2022-06-27 | 2025-06-27
Sigenergy Technology Co Ltd | Sigen Energy Storage System | SigenStor-10T-EV25-12.04 (AS4777-2 2020) | 9.999 | 2026-04-16 | 2027-12-31
GoodWe Technologies Co Ltd | ETC | GW50K05-ETC (AS4777-2 2020) | 50 | 2023-08-10 | 2025-08-23
Shenzhen Growatt New Energy Co Ltd | SPH 3000-6000 TL-HUB | SPH 5000TL-HUB (AS4777-2 2020) | 5 | 2024-11-27 | 2027-11-27
Sigenergy Technology Co Ltd | Sigen Energy Storage System | SigenStor-8S-14.08 (AS4777-2 2020) | 8 | 2026-04-16 | 2027-12-31
Sigenergy Technology Co Ltd | Sigen Energy Storage System | SigenStor-8S-EV25-18.08 (AS4777-2 2020) | 8 | 2026-04-16 | 2027-12-31
SolaX Power Network Technology (Zhe jiang) Co Ltd | X1 MINI | X1-3.0K-S-N(L) (AS4777-2 2020) | 3 | 2022-03-29 | 2025-07-03
Sigenergy Technology Co Ltd | Sigen Energy Storage System | SigenStor-12S-EV25-24.84 (AS4777-2 2020) | 12 | 2026-04-16 | 2027-12-31
Sigenergy Technology Co Ltd | Sigen Energy Storage System | SigenStor-6S-28.5 (AS4777-2 2020) | 6 | 2026-04-16 | 2027-12-31
Solar Bos Pty Ltd | HS2 | HS2-5K-S2-1 4G (AS4777-2 2020) | 4.999 | 2023-10-30 | 2027-04-30
Solar Bos Pty Ltd | AS3 | AS3-10K-T-W-P4-AUS (AS4777-2 2020) | 10 | 2026-06-19 | 2027-12-31
Sigenergy Technology Co Ltd | Sigen Energy Storage System | SigenStor-5S-EV12-6.02 (AS4777-2 2020) | 4.999 | 2026-04-16 | 2027-12-31
Ginlong Technologies Co Ltd | S6 | S6-GR1P3K-S (AS4777-2 2020) | 3 | 2023-09-01 | 2026-10-16
Shenzhen Growatt New Energy Co Ltd | MOD | MOD 3000TL3-XH (AS4777-2 2020) | 3 | 2023-07-25 | 2026-10-23
ESYsunhome Co Ltd | HM | ESYSUNHOME HM5-MAX (AS4777-2 2020) | 5 | 2026-06-10 | 2029-06-10
SMA Australia Pty Ltd | Sunny Tripower CORE1 | STP 50-41 (AS4777-2 2020) | 50 | 2024-06-29 | 2025-08-23
Sungrow Power Supply Co Ltd | CX | SG30CX (AS4777-2 2020) | 29.9 | 2024-11-23 | 2025-08-23
Sigenergy Technology Co Ltd | Sigen Energy Storage System | SigenStor-12S-EV12-43.24 (AS4777-2 2020) | 12 | 2026-04-16 | 2027-12-31
Shanghai SIGEN New Energy Technology Co Ltd | Sigen Energy Storage System | SigenStor-10T-13 (AS4777-2 2020) | 9.999 | 2024-10-03 | 2027-10-03
Shanghai SIGEN New Energy Technology Co Ltd | Sigen Energy Storage System | SigenStor-10T-EV25-37 (AS4777-2 2020) | 9.999 | 2025-08-19 | 2027-12-31
Ginlong Technologies Co Ltd | S6 | S6-EH1P12K03-NV-YD-L-AU (AS4777-2 2020) | 12 | 2026-07-01 | 2029-07-01
Sigenergy Technology Co Ltd | Sigen Energy Storage System | SigenStor-12S-35.58 (AS4777-2 2020) | 12 | 2026-04-16 | 2027-12-31
Sigenergy Technology Co Ltd | Sigen Energy Storage System | SigenStor-30T-26.14 (AS4777-2 2020) | 29.999 | 2026-04-16 | 2027-12-31
Sigenergy Technology Co Ltd | Sigen Energy Storage System | SigenStor-5T-EV25-25.16 (AS4777-2 2020) | 5 | 2026-04-16 | 2027-12-31
Shanghai SIGEN New Energy Technology Co Ltd | Sigen Energy Storage System | SigenStor-5T-48 (AS4777-2 2020) | 5 | 2025-08-19 | 2027-12-31
Shanghai SIGEN New Energy Technology Co Ltd | Sigen Energy Storage System | SigenStor-10S-EV12-40 (AS4777-2 2020) | 9.999 | 2025-03-14 | 2027-12-31
Tesla Inc | Powerwall 3 and Expansions with Backup Gateway 2 | 1707000-10 kVA-40.5 (AS4777-2 2020) | 10 | 2025-08-19 | 2027-12-31
Sigenergy Technology Co Ltd | Sigen Energy Storage System | SigenStor-5T-54.24 (AS4777-2 2020) | 5 | 2026-04-16 | 2027-12-31
Sigenergy Technology Co Ltd | Sigen Energy Storage System | SigenStor-3S-EV12-34.2 (AS4777-2 2020) | 3 | 2026-04-16 | 2027-12-31
GoodWe Technologies Co Ltd | GEP 3-5KW SINGLE PHASE SERIES | GEP3.6-1-10 (AS4777-2 2020) | 3.6 | 2022-06-22 | 2025-06-22
Sigenergy Technology Co Ltd | Sigen Energy Storage System | SigenStor-10T-EV12-41.28 (AS4777-2 2020) | 9.999 | 2026-04-16 | 2027-12-31
Each Energy Technology (Suzhou) Co Ltd | EET-M1 | EET15K-M1 (AS4777-2 2020) | 15 | 2023-03-16 | 2026-03-16
Sigenergy Technology Co Ltd | Sigen Energy Storage System | SigenStor-5S-EV12-45.2 (AS4777-2 2020) | 4.999 | 2026-04-16 | 2027-12-31
FOXESS Co Ltd | H3-Smart | H3-15.0-Smart (AS4777-2 2020) | 15 | 2025-07-03 | 2028-07-03
Sigenergy Technology Co Ltd | Sigen Energy Storage System | SigenStor-10S-EV12-42.18 (AS4777-2 2020) | 9.999 | 2026-04-16 | 2027-12-31
Sigenergy Technology Co Ltd | Sigen Energy Storage System | SigenStor-5S-EV12-23.12 (AS4777-2 2020) | 4.999 | 2026-04-16 | 2027-12-31
Shenzhen Growatt New Energy Co Ltd | MIN | MIN 8000TL-X(E) (AS4777-2 2020) | 8 | 2021-07-30 | 2025-01-30
FOXESS Co Ltd | 1K5-1P-HI | 1K5-1P-HI-4.6 (AS4777-2 2020) | 4.6 | 2025-05-19 | 2028-05-19
Hoymiles Power Electronics Inc | Energy Storage System | HiOne-8T-24B-G3-AU (AS4777-2 2020) | 8 | 2026-08-13 | 2027-12-31
Sigenergy Technology Co Ltd | Sigen Energy Storage System | SigenStor-5T-33.14 (AS4777-2 2020) | 5 | 2026-04-16 | 2027-12-31
FOXESS CO LTD | T-G3 Series | T15-G3 (AS4777-2 2020) | 15 | 2025-03-07 | 2028-03-07
Afore New Energy Technology (Shanghai) Co Ltd | HNS SERIES | HNS3600TL (AS4777-2 2020) | 3.6 | 2022-03-24 | 2025-03-24
Shanghai SIGEN New Energy Technology Co Ltd | Sigen Energy Storage System | SigenStor-5T-16 (AS4777-2 2020) | 5 | 2024-10-03 | 2027-10-03
NingBo Deye Inverter Technology Co Ltd | Hybrid Inverter | SUN-40K-SG01HP3-AU-BM4 (AS4777-2 2020) | 40 | 2023-08-16 | 2026-09-30
Pylon Technologies Co Ltd | FH3X | FH3X-12K-HY-3P-35 (AS4777-2 2020) | 12 | 2025-11-14 | 2027-12-31
Sigenergy Technology Co Ltd | Sigen Energy Storage System | SigenStor-5T-EV25-19.8 (AS4777-2 2020) | 5 | 2026-04-16 | 2027-12-31
Sigenergy Technology Co Ltd | Sigen Energy Storage System | SigenStor-20T-12.04 (AS4777-2 2020) | 20 | 2026-04-16 | 2027-12-31
Ginlong Technologies Co Ltd | 4G | Solis-1P5K-4G (AS4777-2 2020) | 5 | 2024-06-21 | 2025-08-23
Sigenergy Technology Co Ltd | Sigen Energy Storage System | SigenStor-8S-EV25-6.02 (AS4777-2 2020) | 8 | 2026-04-16 | 2027-12-31
Sigenergy Technology Co Ltd | Sigen Energy Storage System | SigenStor-10S-12.04 (AS4777-2 2020) | 9.999 | 2026-04-16 | 2027-12-31
Pylon Technologies Co Ltd | FH3X | FH3X-8K-HY-3P-35 (AS4777-2 2020) | 8 | 2025-11-14 | 2027-12-31
Sungrow Power Supply Co Ltd | CX | SG100CX-P2 (AS4777-2 2020) | 99.99 | 2026-05-14 | 2029-05-14
Shanghai SIGEN New Energy Technology Co Ltd | Sigen Energy Storage System | SigenStor-20T-EV25-40 (AS4777-2 2020) | 20 | 2025-08-19 | 2027-12-31
Fronius Australia Pty Ltd | Primo GEN24 | Primo GEN24 8.0 (AS4777-2 2020) | 8 | 2023-05-19 | 2029-08-14
Delta Electronics Inc | M30A_230 | M30A_230 (AS4777-2 2020) | 30 | 2022-05-16 | 2025-05-16
Sigenergy Technology Co Ltd | Sigen Energy Storage System | SigenStor-8S-43.9 (AS4777-2 2020) | 8 | 2026-04-16 | 2027-12-31
Sigenergy Technology Co Ltd | Sigen Energy Storage System | SigenStor-20T-EV12-6.02 (AS4777-2 2020) | 20 | 2026-04-16 | 2027-12-31
Sigenergy Technology Co Ltd | Sigen Energy Storage System | SigenStor-5S-47.56 (AS4777-2 2020) | 4.999 | 2026-04-16 | 2027-12-31
Guangzhou Sanjing Electric Co Ltd | R6 | R6-20K-T2-32-AUS (AS4777-2 2020) | 20 | 2023-11-09 | 2026-11-09
Zhejiang Jinko Energy Storage Co Ltd | JKP | JKP-100LN-BA (AS4777-2 2020) | 100 | 2025-01-08 | 2028-01-08
GoodWe Technologies Co Ltd | GEP 73-136kW Three Phase Series | GEP110-10 (AS4777-2 2020) | 110 | 2022-06-10 | 2025-06-10
Shenzhen Growatt New Energy Co Ltd | MIN TL-XH2 | MIN 4600TL-XH2 (AS4777-2 2020) | 4.6 | 2024-07-10 | 2027-07-10
Sigenergy Technology Co Ltd | Sigen Energy Storage System | SigenStor-6S-43.9 (AS4777-2 2020) | 6 | 2026-04-16 | 2027-12-31
Sigenergy Technology Co Ltd | Sigen Energy Storage System | SigenStor-8S-EV12-27.52 (AS4777-2 2020) | 8 | 2026-04-16 | 2027-12-31
Sigenergy Technology Co Ltd | Sigen Energy Storage System | SigenStor-6S-48 (AS4777-2 2020) | 6 | 2025-09-11 | 2027-12-31
VACON Ltd | VACON 100 | VACON0100-3L-0105-5 | 52.5 | 2025-11-28 | 2027-07-12
Shanghai SIGEN New Energy Technology Co Ltd | Sigen Energy Storage System | SigenStor-5T-EV12-18 (AS4777-2 2020) | 5 | 2025-08-19 | 2027-12-31
Sigenergy Technology Co Ltd | Sigen Energy Storage System | SigenStor-12S-32.16 (AS4777-2 2020) | 12 | 2026-04-16 | 2027-12-31
Fronius Australia Pty Ltd | Symo GEN24 SC | Symo GEN24 10.0 SC (AS4777-2 2020) | 9.999 | 2025-03-06 | 2028-03-06
GoodWe Technologies Co Ltd | ET | GW40K-ET-10 (AS4777-2 2020) | 40 | 2025-08-14 | 2028-08-14
ENPHASE ENERGY AUSTRALIA PTY. LTD. | IQ7 | IQ7A-72-2-INT (AS4777-2 2020) | 0.349 | 2021-12-17 | 2025-07-30
Sigenergy Technology Co Ltd | Sigen Energy Storage System | SigenStor-12S-EV25-12.04 (AS4777-2 2020) | 12 | 2026-04-16 | 2027-12-31
Pixii (Australia) Pty Ltd | PCM | PCM100-AM (AS4777-2 2020) | 100 | 2026-08-03 | 2029-08-03
Sigenergy Technology Co Ltd | Sigen Energy Controller | SigenStor EC 5.0 SP (AS4777-2 2020) | 4.999 | 2025-08-18 | 2028-08-18
TEMPO (AUST) PTY LTD | HBI | SP-4.6KW-HBI (AS4777-2 2020) | 4.6 | 2023-01-23 | 2025-11-09
Sigenergy Technology Co Ltd | Sigen Energy Storage System | SigenStor-12S-EV25-38.6 (AS4777-2 2020) | 12 | 2026-04-16 | 2027-12-31
Sigenergy Technology Co Ltd | Sigen Energy Storage System | SigenStor-3S-27.12 (AS4777-2 2020) | 3 | 2026-04-16 | 2027-12-31
Sigenergy Technology Co Ltd | Sigen Energy Storage System | SigenStor-12S-53.26 (AS4777-2 2020) | 12 | 2026-04-16 | 2027-12-31
Sigenergy Technology Co Ltd | Sigen Energy Storage System | SigenStor-10S-EV12-30.54 (AS4777-2 2020) | 9.999 | 2026-04-16 | 2027-12-31
Sigenergy Technology Co Ltd | Sigen Energy Storage System | SigenStor-8S-31.52 (AS4777-2 2020) | 8 | 2026-04-16 | 2027-12-31
Shenzhen Sinexcel Electric Co Ltd | PWS1-500KTL-EX series | PWS1-500KTL-EX-6M4 (AS4777-2 2020) | 375 | 2023-04-26 | 2026-04-26
Shenzhen Growatt New Energy Co Ltd | MAX | MAX 100KTL3-X LV (AS4777-2 2020) | 100 | 2021-12-15 | 2025-06-15
Sigenergy Technology Co Ltd | Sigen Energy Storage System | SigenStor-25T-EV12-39.16 (AS4777-2 2020) | 25 | 2026-04-16 | 2027-12-31
Sigenergy Technology Co Ltd | Sigen Energy Storage System | SigenStor-6S-38.52 (AS4777-2 2020) | 6 | 2026-04-16 | 2027-12-31
SolaX Power Network Technology (Zhe jiang) Co Ltd | X1-BOOST G4 | X1-BOOST-5K-G4 (AS4777-2 2020) | 5 | 2023-05-15 | 2028-01-13
Shenzhen Sinexcel Electric Co Ltd | PWS1-500KTL-EX series | PWS1-500KTL-EX-7M8 (AS4777-2 2020) | 437.5 | 2023-04-26 | 2026-04-26
Sigenergy Technology Co Ltd | Sigen Energy Storage System | SigenStor-10S-EV25-35.92 (AS4777-2 2020) | 9.999 | 2026-04-16 | 2027-12-31
Sigenergy Technology Co Ltd | Sigen Energy Storage System | SigenStor-6S-EV12-27.86 (AS4777-2 2020) | 6 | 2026-04-16 | 2027-12-31
Jiangsu Koyoe Energy Technology Co Ltd | H1 Series | KY-1Hybrid-5k0-H (AS4777-2 2020) | 5 | 2022-07-04 | 2025-06-26
Shenzhen Growatt New Energy Co Ltd | MIN TL-X | MIN 5000TL-X (AS4777-2 2020) | 5 | 2023-12-11 | 2025-08-23
Sigenergy Technology Co Ltd | Sigen Energy Storage System | SigenStor-5S-35.92 (AS4777-2 2020) | 4.999 | 2026-04-16 | 2027-12-31
BEIJING HUA XIN LIU HE INVESTMENT (AUSTRALIA) PTY LTD | Z20 | Z20I3K6D-2 (AS4777-2 2020) | 3.68 | 2022-05-19 | 2025-05-19
GoodWe Technologies Co Ltd | SBP G2 | GW5000-SBP-20 (AS4777-2 2020) | 5 | 2022-11-24 | 2027-08-19
Sigenergy Technology Co Ltd | Sigen Energy Storage System | SigenStor-10S-48.62 (AS4777-2 2020) | 9.999 | 2026-04-16 | 2027-12-31
Redx Technology Australia Pty Ltd | RX-5000Plus Series | RX-5010Plus (AS4777-2 2020) | 5 | 2025-02-03 | 2027-12-31
Sigenergy Technology Co Ltd | Sigen Energy Storage System | SigenStor-25T-43.24 (AS4777-2 2020) | 25 | 2026-04-16 | 2027-12-31
Sigenergy Technology Co Ltd | Sigen Energy Storage System | SigenStor-5S-14.08 (AS4777-2 2020) | 4.999 | 2026-04-16 | 2027-12-31
Altenergy Power System Inc | ELT | ELT-10 (AS4777-2 2020) | 10 | 2025-06-26 | 2028-06-26
Sigenergy Technology Co Ltd | Sigen Energy Storage System | SigenStor-5S-45.2 (AS4777-2 2020) | 4.999 | 2026-04-16 | 2027-12-31
Sigenergy Technology Co Ltd | Sigen Energy Storage System | SigenStor-10S-EV12-34.2 (AS4777-2 2020) | 9.999 | 2026-04-16 | 2027-12-31
ShenZhen HNergy Co Ltd | ES-series | HNESPS115-34M0Q (AS4777-2 2020) | 115 | 2026-04-23 | 2029-04-23
Altenergy Power System Inc | ELS | ELS-5K (AS4777-2 2020) | 5 | 2023-05-22 | 2027-12-02
Shenzhen SOFARSOLAR Co Ltd | N/A | SOFAR 8KTLM-G3 (AS4777-2 2020) | 8 | 2022-05-31 | 2026-12-15
Shanghai SIGEN New Energy Technology Co Ltd | Sigen Energy Storage System | SigenStor-30T-EV12-24 (AS4777-2 2020) | 29.999 | 2025-08-19 | 2027-12-31
GoodWe Technologies Co Ltd | ESA | GW3K-EHA-G20 (AS4777-2 2020) | 3 | 2025-07-25 | 2028-07-25
Asian Power Devices Inc | PV H3 | PV 25KTL-D3/G2 (AS4777-2 2020) | 25 | 2023-02-23 | 2025-08-23
Victron Energy BV | MultiPlus-II | MultiPlus-II 48/8000/110-100 230V (AS4777-2 2020) | 8 | 2025-07-10 | 2028-07-10
Hiconics Eco-energy Drive Technology Co Ltd | Powerinfi | MEI2-HS4.6H-AIO1 (AS4777-2 2020) | 4.6 | 2026-03-26 | 2029-03-26
Asian Power Devices Inc | PV H3 | PV 5KTL-D3/G2 (AS4777-2 2020) | 5 | 2023-02-23 | 2025-08-23
Sigenergy Technology Co Ltd | Sigen Energy Storage System | SigenStor-20T-EV12-30.12 (AS4777-2 2020) | 20 | 2026-04-16 | 2027-12-31
Hitachi Energy Italy SpA | PS1000 | MODEL PS1000/2L (AS4777-2 2020) | 1500 | 2024-03-22 | 2025-08-23
Victron Energy BV | MultiPlus-II | MultiPlus-II 48/3000/35-32 230V GX AU (AS4777-2 2020) | 3 | 2024-08-23 | 2027-08-23
Sigenergy Technology Co Ltd | Sigen Energy Storage System | SigenStor-3S-EV12-25.16 (AS4777-2 2020) | 3 | 2026-04-16 | 2027-12-31
Wuxi Solinteg Power Co Ltd | Integ M Series | MHT-10K-25 (AS4777-2 2020) | 10 | 2025-02-10 | 2029-07-19
Selectronic Australia | SP PRO | SPMC240-AU | 3 | 2022-07-21 | 2025-09-20
Sigenergy Technology Co Ltd | Sigen Energy Storage System | SigenStor-6S-EV12-35.92 (AS4777-2 2020) | 6 | 2026-04-16 | 2027-12-31
Hiconics Eco-energy Drive Technology Co Ltd | HEC-S | HEC-S 3K (AS4777-2 2020) | 3.68 | 2023-07-27 | 2025-08-23
Ping An Electric Power Technology Pty Ltd | PA-ESS-241 | PA-ESS-241L120-A (AS4777-2 2020) | 120 | 2026-08-21 | 2029-08-21
GoodWe Technologies Co Ltd | EH | GW6000N-EH (AS4777-2 2020) | 6 | 2025-09-17 | 2027-08-09
Sigenergy Technology Co Ltd | Sigen Energy Storage System | SigenStor-10S-27.52 (AS4777-2 2020) | 9.999 | 2026-04-16 | 2027-12-31
Shanghai SIGEN New Energy Technology Co Ltd | Sigen Energy Storage System | SigenStor-30T-EV25-5 (AS4777-2 2020) | 29.999 | 2025-08-19 | 2027-12-31
Shanghai SIGEN New Energy Technology Co Ltd | SIGEN PV INVERTER | Sigen PV Max 3.0 SP (AS4777-2 2020) | 3 | 2024-09-17 | 2027-09-17
Hiconics Eco-energy Drive Technology Co Ltd | Powerinfi | MEI2-HS6H-AIO1 (AS4777-2 2020) | 6 | 2026-03-26 | 2029-03-26
Shanghai SIGEN New Energy Technology Co Ltd | Sigen Energy Storage System | SigenStor-25T-EV25-24 (AS4777-2 2020) | 25 | 2025-08-19 | 2027-12-31
SMA Australia Pty Ltd | Sunny Tripower | STP5.0-3AV-40 (AS4777-2 2020) | 5 | 2024-06-29 | 2027-06-29
Sigenergy Technology Co Ltd | Sigen Energy Storage System | SigenStor-5S-EV12-28.84 (AS4777-2 2020) | 4.999 | 2026-04-16 | 2027-12-31
Sigenergy Technology Co Ltd | Sigen Energy Storage System | SigenStor-8S-EV12-32.5 (AS4777-2 2020) | 8 | 2026-04-16 | 2027-12-31
Ginlong Technologies Co Ltd | S6 | S6-GR3P5K03-NV-ND-AU (AS4777-2 2020) | 5 | 2024-10-16 | 2027-10-16
FOXESS CO LTD | G series | G7 (AS4777-2 2020) | 7 | 2025-10-27 | 2027-05-28
Suzhou Stealth Energy Technology Co Ltd | ST | ST-INV-S5.0 (AS4777-2 2020) | 4.991 | 2023-11-02 | 2026-11-02
Enphase Energy Australia Pty Ltd | IQ7 | IQ7X-96-E-INT (AS4777-2 2020) | 0.315 | 2025-07-31 | 2026-12-07
Fronius Australia Pty Ltd | Primo GEN24 Plus | Primo GEN24 3.0 Plus (AS4777-2 2020) | 3 | 2021-11-27 | 2026-10-05
ShenZhen HNergy Co Ltd | ES-series | HNESPS115-44M0 (AS4777-2 2020) | 115 | 2026-04-23 | 2029-04-23
Ningbo Sunways Technologies Co Ltd | STS-3K~6KTL-NS | STS-5KTL-NS (AS4777-2 2020) | 5 | 2023-02-03 | 2026-02-17
Sigenergy Technology Co Ltd | Sigen Energy Storage System | SigenStor-20T-45.2 (AS4777-2 2020) | 20 | 2026-04-16 | 2027-12-31
Sigenergy Technology Co Ltd | Sigen Energy Storage System | SigenStor-8S-EV12-32.9 (AS4777-2 2020) | 8 | 2026-04-16 | 2027-12-31
Shanghai SIGEN New Energy Technology Co Ltd | Sigen Energy Storage System | SigenStor-15T-16 (AS4777-2 2020) | 15 | 2024-10-03 | 2027-10-03
Fronius Australia Pty Ltd | Symo | Symo 3.0-3-M (AS4777-2 2020) | 3 | 2021-12-02 | 2026-11-17
Shenzhen Growatt New Energy Co Ltd | MIN 7000-10000TL-X2 | MIN 7000TL-X2 (AS4777-2 2020) | 7 | 2024-09-02 | 2027-09-02
Solar Bos Pty Ltd | HS3 | HS3-6K-S2-W-P10-AUS (AS4777-2 2020) | 6 | 2026-06-19 | 2027-12-31
Fimer SpA | UNO | UNO-DM-4.6-TL-PLUS-SB-Q (AS4777-2 2020) | 4.6 | 2022-06-17 | 2027-02-04
SolaX Power Network Technology (Zhe jiang) Co Ltd | X1 Hybrid G4 | X1-Hybrid-3.0-D (AS4777-2 2020) | 3 | 2022-08-17 | 2027-05-24
Sigenergy Technology Co Ltd | Sigen Energy Storage System | SigenStor-30T-17.1 (AS4777-2 2020) | 29.999 | 2026-04-16 | 2027-12-31
Fronius Australia Pty Ltd | Primo GEN24 | Primo GEN24 4.6 (AS4777-2 2020) | 4.6 | 2021-11-27 | 2026-10-05
Sigenergy Technology Co Ltd | Sigen Energy Storage System | SigenStor-6S-EV12-18.08 (AS4777-2 2020) | 6 | 2026-04-16 | 2027-12-31
GoodWe Technologies Co Ltd | EHB | GW8.6K-EHB-AU-G11 (AS4777-2 2020) | 8.6 | 2025-06-30 | 2027-03-23
Sigenergy Technology Co Ltd | Sigen Energy Storage System | SigenStor-10T-35.18 (AS4777-2 2020) | 9.999 | 2026-04-16 | 2027-12-31
iPotisEdge Co Ltd | Power Conversion System | PotisPCS-30K-1000/400E-A02E (AS4777-2 2020) | 30 | 2025-03-03 | 2028-03-03
Sigenergy Technology Co Ltd | Sigen Energy Storage System | SigenStor-12S-EV12-14.08 (AS4777-2 2020) | 12 | 2026-04-16 | 2027-12-31
Sigenergy Technology Co Ltd | Sigen Energy Storage System | SigenStor-15T-22.48 (AS4777-2 2020) | 15 | 2026-04-16 | 2027-12-31
Asian Power Devices Inc | AC L1 | PV 6KAC (AS4777-2 2020) | 6 | 2023-04-24 | 2025-08-23
Sigenergy Technology Co Ltd | Sigen Energy Storage System | SigenStor-12S-EV25-36.56 (AS4777-2 2020) | 12 | 2026-04-16 | 2027-12-31
Sigenergy Technology Co Ltd | Sigen Energy Storage System | SigenStor-25T-EV25-19.8 (AS4777-2 2020) | 25 | 2026-04-16 | 2027-12-31
Enphase Energy Inc | IQ Battery 5P with FlexPhase | IQBATTERY-5P-3P-INT-1.65-1P (AS4777-2 2020) | 1.65 | 2025-07-31 | 2027-12-31
Fronius Australia Pty Ltd | Primo GEN24 | Primo GEN24 4.0 SC (AS4777-2 2020) | 4 | 2026-07-30 | 2029-07-30
Solar Bos Pty Ltd | RAYBOX HS2 | HS2-8K-T2-2 4G (AS4777-2 2020) | 8 | 2025-03-04 | 2027-12-31
NOARK Electrics (Shanghai) Co Ltd | Ex9N-DH | Ex9N-DH-14KS-AU (AS4777-2 2020) | 14 | 2025-04-04 | 2028-04-04
Huawei Technologies Co Ltd | SUN2000-2/3/4/4.6/5/6KTL-L1 | SUN2000-4.6KTL-L1 (AS4777-2 2020) | 4.6 | 2022-05-16 | 2025-12-31
FOXESS CO LTD | G series | G10.5 (AS4777-2 2020) | 10.5 | 2025-10-27 | 2027-05-28
TBB POWER CO LTD | Apollo Matrix | Apollo Matrix 3.0S | 3 | 2023-06-06 | 2026-06-06
Alpha ESS Co Ltd | SMILE B5 series | SMILE-B5 (AS4777-2 2020) | 5 | 2024-08-15 | 2027-10-12
Zhejiang Hyxi Technology Co Ltd | Single Phase Hybrid Inverter | HYX-H4K-HS (AS4777-2 2020) | 4 | 2024-08-09 | 2027-08-09
Shanghai SIGEN New Energy Technology Co Ltd | Sigen Energy Storage System | SigenStor-5T-EV25-32 (AS4777-2 2020) | 5 | 2025-08-19 | 2027-12-31
TEMPO (AUST) PTY LTD | HBI | AKE-4.6KW-HBI (AS4777-2 2020) | 4.6 | 2023-01-23 | 2027-10-27
Shenzhen Growatt New Energy Co Ltd | MOD | MOD 5000TL3-X (AS4777-2 2020) | 5 | 2021-12-19 | 2025-06-18
Sigenergy Technology Co Ltd | Sigen Energy Storage System | SigenStor-20T-EV12-25.16 (AS4777-2 2020) | 20 | 2026-04-16 | 2027-12-31
Shanghai SIGEN New Energy Technology Co Ltd | Sigen Energy Storage System | SigenStor-10S-10 (AS4777-2 2020) | 9.999 | 2025-03-04 | 2027-12-31
Sigenergy Technology Co Ltd | Sigen Energy Storage System | SigenStor-12S-EV25-34.86 (AS4777-2 2020) | 12 | 2026-04-16 | 2027-12-31
Sigenergy Technology Co Ltd | Sigen Energy Storage System | SigenStor-5S-EV12-16.78 (AS4777-2 2020) | 4.999 | 2026-04-16 | 2027-12-31
Victron Energy BV | MultiPlus-II | MultiPlus-II 48/5000/70-50 230V AU (AS4777-2 2020) | 5 | 2024-08-23 | 2027-08-23
Sigenergy Technology Co Ltd | Sigen Energy Storage System | SigenStor-30T-EV12-33.22 (AS4777-2 2020) | 29.999 | 2026-04-16 | 2027-12-31
SolaX Power Network Technology (Zhe jiang) Co Ltd | X3-ULT | X3-ULT-30K (AS4777-2 2020) | 29.999 | 2024-06-25 | 2027-06-25
Sigenergy Technology Co Ltd | Sigen Energy Storage System | SigenStor-3S-EV12-39.24 (AS4777-2 2020) | 3 | 2026-04-16 | 2027-12-31
Sigenergy Technology Co Ltd | Sigen Energy Storage System | SigenStor-8S-EV25-45.2 (AS4777-2 2020) | 8 | 2026-04-16 | 2027-12-31
Sigenergy Technology Co Ltd | Sigen Energy Storage System | SigenStor-12S-41.94 (AS4777-2 2020) | 12 | 2026-04-16 | 2027-12-31
Sigenergy Technology Co Ltd | Sigen Energy Storage System | SigenStor-8S-EV12-24.1 (AS4777-2 2020) | 8 | 2026-04-16 | 2027-12-31
FOXESS Co Ltd | AIO-AC1 | AIO-AC1-5.0-HVS7.8 (AS4777-2 2020) | 5 | 2022-12-21 | 2025-08-23
iStore (QLD) Pty Ltd | IS-HYB-1PH | IS-HYB-5000HC-1PH (AS4777-2 2020) | 4.999 | 2026-05-01 | 2029-05-01
Hoymiles Power Electronics Inc | Energy Storage System | HiOne-8S-32B-G3-AU (AS4777-2 2020) | 8 | 2026-08-13 | 2027-12-31
Sigenergy Technology Co Ltd | Sigen Energy Storage System | SigenStor-8S-EV25-27.86 (AS4777-2 2020) | 8 | 2026-04-16 | 2027-12-31
Jiangsu Weiheng Intelligent Technology Co Ltd | PowerPod (AGAVE-SH Ultra) | SIA-3.6kW (AS4777-2 2020) | 3.68 | 2025-09-25 | 2028-09-25
Delta Electronics Inc | M30A_231 | M30A_231 (AS4777-2 2020) | 30 | 2022-05-16 | 2025-05-16
Sigenergy Technology Co Ltd | Sigen Energy Storage System | SigenStor-10T-EV25-27.12 (AS4777-2 2020) | 9.999 | 2026-04-16 | 2027-12-31
Fronius Australia Pty Ltd | Verto Plus | Verto 25.0 Plus (AS4777-2 2020) | 25 | 2026-06-19 | 2029-06-19
SolaX Power Network Technology (Zhe jiang) Co Ltd | X3 Pro | X3-PRO-25K-G2 (AS4777-2 2020) | 25 | 2022-06-28 | 2025-07-15
AISWEI Technology Co Ltd | ASW25-40K-LT-G3 | ASW30K-LT-G3 (AS4777-2 2020) | 29.9 | 2023-11-09 | 2026-11-09
Jiangsu Weiheng Intelligent Technology Co Ltd | AGAVE-SH | WH-SPHA6.0H-10.24kWh (AS4777-2 2020) | 6 | 2024-08-07 | 2027-01-11
SUNSYNK AUSTRALIA PTY LTD | THREE-PHASE HYBRID INVERTER | SUNSYNK-15K-SG01HP3-AU-AM2 (AS4777-2 2020) | 15 | 2025-10-31 | 2028-05-04
GoodWe Technologies Co Ltd | SDT G3 | GW20K-SDT-AU30 (AS4777-2 2020) | 20 | 2025-11-06 | 2028-11-06
GoodWe Technologies Co Ltd | DNS G3 | GW3600-DNS-30 (AS4777-2 2020) | 3.6 | 2022-09-01 | 2027-07-27
Sigenergy Technology Co Ltd | Sigen Energy Storage System | SigenStor-12S-EV25-19.46 (AS4777-2 2020) | 12 | 2026-04-16 | 2027-12-31
Dawn Renewable Energy (Fiji) Pte Ltd | DS5500 | DS5500LP (AS4777-2 2020) | 5.5 | 2024-03-04 | 2027-03-04
Redback Energy Pty Ltd | RED-H3 | RED-H3-S06HV (AS4777-2 2020) | 6 | 2026-02-26 | 2029-02-26
Shanghai SIGEN New Energy Technology Co Ltd | Sigen Energy Storage System | SigenStor-30T-32 (AS4777-2 2020) | 29.999 | 2024-10-03 | 2027-10-03
Sigenergy Technology Co Ltd | Sigen Energy Storage System | SigenStor-6S-EV12-35.18 (AS4777-2 2020) | 6 | 2026-04-16 | 2027-12-31
SMA Australia Pty Ltd | Sunny Boy | SB2.5-1VL-40 (AS4777-2 2020) | 2.5 | 2022-10-17 | 2025-08-23
Jiangsu Koyoe Energy Technology Co Ltd | H3 Series | KY-EST15KH (AS4777-2 2020) | 15 | 2022-09-15 | 2025-09-14
Each Energy Technology (Suzhou) Co Ltd | EES-M1 | EES8K-M1 (AS4777-2 2020) | 8 | 2022-07-29 | 2025-07-29
Suzhou Bytewatt Technology Co Ltd | BW | BW-INV-SPH3.6K (AS4777-2 2020) | 3.68 | 2023-05-22 | 2026-11-18
Sigenergy Technology Co Ltd | Sigen Energy Storage System | SigenStor-12S-EV25-42.18 (AS4777-2 2020) | 12 | 2026-04-16 | 2027-12-31
Sigenergy Technology Co Ltd | Sigen Energy Storage System | SigenStor-12S-EV25-39.16 (AS4777-2 2020) | 12 | 2026-04-16 | 2027-12-31
Shenzhen SOFARSOLAR Co Ltd | SOFAR 25-50KTLX-G3 | SOFAR 45KTLX-G3 (AS4777-2 2020) | 45 | 2025-09-02 | 2027-06-20
Enphase Energy Inc | IQ8 Microinverter | IQ8P-72-2-INT (AS4777-2 2020) | 0.475 | 2025-08-12 | 2028-08-12
Sigenergy Technology Co Ltd | Sigen Energy Storage System | SigenStor-6S-50.32 (AS4777-2 2020) | 6 | 2026-04-16 | 2027-12-31
GoodWe Technologies Co Ltd | EH Plus | GW6000N-EH (AS4777-2 2020) | 6 | 2022-11-29 | 2025-09-16
Selectronic Australia Pty Ltd | SP PRO | SPMC482-AU (AS4777-2 2020) | 7.5 | 2025-09-16 | 2027-02-25
Shenzhen Growatt New Energy Co Ltd | SPA 3000-6000 TL-AUB | SPA 4600TL-AUB (AS4777-2 2020) | 4.6 | 2024-11-27 | 2027-11-27
Sigenergy Technology Co Ltd | Sigen Energy Storage System | SigenStor-5T-EV25-42.26 (AS4777-2 2020) | 5 | 2026-04-16 | 2027-12-31
Sigenergy Technology Co Ltd | Sigen Energy Storage System | SigenStor-3S-EV12-41.28 (AS4777-2 2020) | 3 | 2026-04-16 | 2027-12-31
Zhejiang Hyxi Technology Co Ltd | Single Phase String Inverter | HYX-S5K-S (AS4777-2 2020) | 5 | 2024-08-23 | 2027-08-23
Hiconics Eco-energy Drive Technology Co Ltd | Powerinfi | MH-HYIV4.6-SHE-AU (AS4777-2 2020) | 4.6 | 2026-03-11 | 2029-03-11
FOXESS Co Ltd | AIO-H1 | AIO-H1-6.0-HVS7.8 (AS4777-2 2020) | 6.6 | 2022-12-21 | 2025-08-23
Sigenergy Technology Co Ltd | Sigen Energy Storage System | SigenStor-3S-23.12 (AS4777-2 2020) | 3 | 2026-04-16 | 2027-12-31
AISWEI Technology (Shanghai) Co Ltd | ASW-S-G2 | ASW5000-S-G2 (AS4777-2 2020) | 5 | 2026-01-22 | 2029-01-22
GoodWe Technologies Co Ltd | SDT G3 | GW29K9-SDT-AU30 (AS4777-2 2020) | 29.99 | 2025-11-06 | 2028-11-06
FranklinWH Technologies Co Ltd | aPower X | aPower X-02-AU (AS4777-2 2020) | 5 | 2026-05-12 | 2027-12-31
Fronius Australia Pty Ltd | Primo GEN24 Plus | Primo GEN24 5.0 Plus (AS4777-2 2020) | 5 | 2021-11-27 | 2026-10-05
Sigenergy Technology Co Ltd | Sigen Energy Storage System | SigenStor-12S-EV12-30.2 (AS4777-2 2020) | 12 | 2026-04-16 | 2027-12-31
Sigenergy Technology Co Ltd | Sigen Energy Storage System | SigenStor-10S-44.62 (AS4777-2 2020) | 9.999 | 2026-04-16 | 2027-12-31
Victron Energy BV | MultiPlus-II | MultiPlus-II 48/5000/70-50 230V | 5 | 2023-11-13 | 2026-11-13
Sigenergy Technology Co Ltd | Sigen Energy Storage System | SigenStor-20T-39.16 (AS4777-2 2020) | 20 | 2026-04-16 | 2027-12-31
Guangzhou Sanjing Electric Co Ltd | R5 | R5-7K-S2-15 (AS4777-2 2020) | 7 | 2022-06-27 | 2027-06-23
Shanghai SIGEN New Energy Technology Co Ltd | SIGEN HYBRID INVERTER | Sigen Hybrid 3.6 SP (AS4777-2 2020) | 3.68 | 2024-09-24 | 2027-09-24
Ginlong Technologies Co Ltd | S6 | S6-EH3P8K-H-AU (AS4777-2 2020) | 8 | 2023-08-29 | 2026-10-13
Guangzhou Sanjing Electric Co Ltd | H2 | H2-5K-T2 (AS4777-2 2020) | 5 | 2022-09-07 | 2029-04-14
Sigenergy Technology Co Ltd | Sigen Energy Storage System | SigenStor-3S-16.78 (AS4777-2 2020) | 3 | 2026-04-16 | 2027-12-31
Sigenergy Technology Co Ltd | Sigen Energy Storage System | SigenStor-6S-49.26 (AS4777-2 2020) | 6 | 2026-04-16 | 2027-12-31
Ningbo Sunways Technologies Co Ltd | STS-xKTL | STS-10KTL (AS4777-2 2020) | 10 | 2022-06-23 | 2027-06-22
Sigenergy Technology Co Ltd | Sigen Energy Storage System | SigenStor-5S-EV12-40.22 (AS4777-2 2020) | 4.999 | 2026-04-16 | 2027-12-31
Ginlong Technologies Co Ltd | S6 | S6-EH3P10K-H-AU (AS4777-2 2020) | 10 | 2023-08-29 | 2026-10-13
Sigenergy Technology Co Ltd | Sigen Energy Storage System | SigenStor-20T-6.02 (AS4777-2 2020) | 20 | 2026-04-16 | 2027-12-31
Ginlong Technologies Co Ltd | S5 | S5-GR3P20K (AS4777-2 2020) | 20 | 2024-08-23 | 2026-10-21
Bytewatt Technology Co Ltd | Three Phase Hybrid Inverter | BW-INV-TPH10K (AS4777-2 2020) | 10 | 2025-03-04 | 2028-03-04
Sigenergy Technology Co Ltd | Sigen Energy Storage System | SigenStor-30T-EV12-25.16 (AS4777-2 2020) | 29.999 | 2026-04-16 | 2027-12-31
Sigenergy Technology Co Ltd | Sigen Energy Storage System | SigenStor-12S-39.58 (AS4777-2 2020) | 12 | 2026-04-16 | 2027-12-31
Hiconics Eco-energy Drive Technology Co Ltd | Powerinfi | MH-HYIV6.0-SHE-AU (AS4777-2 2020) | 6 | 2026-03-11 | 2029-03-11
NingBo Deye Inverter Technology Co Ltd | SUN series | SUN-8K-G02P1-AU-AM2 (AS4777-2 2020) | 8 | 2025-07-22 | 2028-07-22
Ginlong Technologies Co Ltd | S6 | S6-GR1P4K-S (AS4777-2 2020) | 4 | 2023-09-01 | 2026-10-16
Sungrow Power Supply Co Ltd | CX | SG50CX-NI (AS4777-2 2020) | 50 | 2023-05-16 | 2025-08-23
Fronius Australia Pty Ltd | Primo GEN24 | Primo GEN24 4.0 (AS4777-2 2020) | 4 | 2021-11-27 | 2026-10-05
Afore New Energy Technology (Shanghai) Co Ltd | HNS SERIES | HNS5000TL (AS4777-2 2020) | 5 | 2022-03-24 | 2025-03-24
Shanghai SIGEN New Energy Technology Co Ltd | Sigen Energy Storage System | SigenStor-30T-37 (AS4777-2 2020) | 29.999 | 2025-08-19 | 2027-12-31
Ginlong Technologies Co Ltd | S6 | S6-GR1P3.6K-S (AS4777-2 2020) | 3.6 | 2023-09-01 | 2026-10-16
Sungrow Power Supply Co Ltd | Residential | SH10RS (AS4777-2 2020) | 9.999 | 2023-05-13 | 2029-06-29
Shanghai SIGEN New Energy Technology Co Ltd | Sigen Energy Storage System | SigenStor-20T-8 (AS4777-2 2020) | 20 | 2025-08-19 | 2027-12-31
Sigenergy Technology Co Ltd | Sigen Energy Storage System | SigenStor-10S-EV25-18.08 (AS4777-2 2020) | 9.999 | 2026-04-16 | 2027-12-31
Shenzhen Growatt New Energy Co Ltd | SPH | SPH 4000TL BL-UP (AS4777-2 2020) | 4 | 2024-06-25 | 2025-08-23
Sigenergy Technology Co Ltd | Sigen Energy Storage System | SigenStor-20T-EV25-27.12 (AS4777-2 2020) | 20 | 2026-04-16 | 2027-12-31
Victron Energy BV | MultiPlus-II | MultiPlus-II 48/3000/35-32 230V | 3 | 2023-11-13 | 2026-11-13
Shanghai SIGEN New Energy Technology Co Ltd | Sigen Energy Storage System | SigenStor-12S-48 (AS4777-2 2020) | 12 | 2025-03-04 | 2027-12-31
NingBo Deye Inverter Technology Co Ltd | Hybrid inverter | SUN-8K-SG05LP1-AU (AS4777-2 2020) | 8 | 2022-09-05 | 2027-06-06
SONNEN AUSTRALIA PTY LIMITED | sonnenBatterie Hybrid | sonnenBatterie Hybrid 9.53/7.5 + sonnenProtect (AS4777-2 2020) | 4.6 | 2022-08-12 | 2025-08-12
SolaX Power Network Technology (Zhe jiang) Co Ltd | X3-MIC G2 | X3-MIC-5K-G2 (AS4777-2 2020) | 4.999 | 2025-08-15 | 2027-05-30
iPotisEdge Co Ltd | IPT Series | IPT-6K-SH (AS4777-2 2020) | 6 | 2025-08-15 | 2028-08-15
Shenzhen Growatt New Energy Co Ltd | MID 10-40KTL3-X | MID 22KTL3-X1-AU (AS4777-2 2020) | 22 | 2022-02-09 | 2025-08-15
SMA Australia Pty Ltd | SUNNY ISLAND X | SI50-20 (AS4777-2 2020) | 50 | 2025-10-24 | 2028-10-24
GoodWe Technologies Co Ltd | ETC | GW50K-ETC (AS4777-2 2020) | 50 | 2022-06-17 | 2025-06-17
Shanghai SIGEN New Energy Technology Co Ltd | Sigen Energy Storage System | SigenStor-12S-16 (AS4777-2 2020) | 12 | 2025-03-04 | 2027-12-31
Sigenergy Technology Co Ltd | Sigen Energy Storage System | SigenStor-3S-37.88 (AS4777-2 2020) | 3 | 2026-04-16 | 2027-12-31
Sigenergy Technology Co Ltd | Sigen Energy Storage System | SigenStor-20T-EV25-9.04 (AS4777-2 2020) | 20 | 2026-04-16 | 2027-12-31
Sigenergy Technology Co Ltd | Sigen Energy Storage System | SigenStor-8S-EV12-19.8 (AS4777-2 2020) | 8 | 2026-04-16 | 2027-12-31
Sigenergy Technology Co Ltd | Sigen Hybrid Inverter | Sigen PV 125M1-HYA-AU (AS4777-2 2020) | 125 | 2026-01-29 | 2029-01-29
Pixii AS | Pixii OEM Inverter Kit | Pixiibox 48/3300 (AS4777-2 2020) | 3.3 | 2025-03-24 | 2027-05-23
Sigenergy Technology Co Ltd | Sigen Energy Storage System | SigenStor-8S-41.28 (AS4777-2 2020) | 8 | 2026-04-16 | 2027-12-31
Sigenergy Technology Co Ltd | Sigen Energy Storage System | SigenStor-3S-EV12-14.42 (AS4777-2 2020) | 3 | 2026-04-16 | 2027-12-31
NingBo Deye Inverter Technology Co Ltd | Hybrid Inverter | SUN-29.9K-SG01HP3-AU-BM3 (AS4777-2 2020) | 29.9 | 2023-08-16 | 2026-09-30
Solar Bos Pty Ltd | HS3 | HS3-6K-S2-W-P6-AUS (AS4777-2 2020) | 6 | 2026-06-19 | 2027-12-31
GoodWe Technologies Co Ltd | EH Plus | GW3600N-EH (AS4777-2 2020) | 3.6 | 2022-11-29 | 2025-09-16
Redback Energy Pty Ltd | 3-Phase HV | RED-H3-T25HV (AS4777-2 2020) | 25 | 2026-02-03 | 2029-02-03
Solar Bos Pty Ltd | AS3 | AS3-5K-T-W-P3-AUS (AS4777-2 2020) | 5 | 2026-06-19 | 2027-12-31
Sigenergy Technology Co Ltd | Sigen Energy Storage System | SigenStor-25T-EV25-18.08 (AS4777-2 2020) | 25 | 2026-04-16 | 2027-12-31
Smart Lifestyle Australia Pty Ltd | SLA-HB-S1 | SLA-HB-S1-6kW1P (AS4777-2 2020) | 6 | 2024-08-09 | 2026-06-17
NOARK Electrics (Shanghai) Co Ltd | Ex9N-DH | Ex9N-DH-8KS-AU (AS4777-2 2020) | 8 | 2024-01-16 | 2027-01-16
Sigenergy Technology Co Ltd | Sigen Energy Storage System | SigenStor-30T-EV12-40.56 (AS4777-2 2020) | 29.999 | 2026-04-16 | 2027-12-31
Shanghai SIGEN New Energy Technology Co Ltd | Sigen Energy Storage System | SigenStor-20T-EV12-26 (AS4777-2 2020) | 20 | 2025-08-19 | 2027-12-31
SUNSYNK AUSTRALIA PTY LTD | THREE-PHASE HYBRID INVERTER | SUNSYNK-30K-SG01HP3-AU-BM3-C2 (AS4777-2 2020) | 30 | 2025-08-20 | 2028-08-20
iPotisEdge Co Ltd | IPT Series | IPT-5K-SH (AS4777-2 2020) | 5 | 2025-08-15 | 2028-08-15
Sigenergy Technology Co Ltd | Sigen Energy Storage System | SigenStor-12S-EV12-18.08 (AS4777-2 2020) | 12 | 2026-04-16 | 2027-12-31
Alpha ESS Co Ltd | SMILE-B3-PLUS | SMILE-B3-PLUS V (AS4777-2 2020) | 3 | 2022-01-22 | 2026-08-19
Fronius Australia Pty Ltd | Symo GEN24 | Symo GEN24 6.0 (AS4777-2 2020) | 6 | 2021-12-03 | 2026-10-05
CET Australia Pty Ltd | Sierra Hybrid System - 48Vdc | Hybrid Sierra System 48 VDC / 36 kVA (AS4777-2 2020) | 28.8 | 2025-11-07 | 2028-11-07
SMA Australia Pty Ltd | Sunny Tripower X | STP 25-50 (AS4777-2 2020) | 25 | 2023-06-15 | 2027-02-06
Shenzhen Growatt New Energy Co Ltd | MIN | MIN 5000TL-XH (AS4777-2 2020) | 5 | 2021-12-01 | 2025-01-08
SolaX Power Network Technology Zhejiang Co Ltd | X1-BOOST G3 | X1-3.3-T-D(L) (AS4777-2 2020) | 3.3 | 2022-06-22 | 2025-07-31
Hoymiles Power Electronics Inc | HMS | HMS-1600C-4T (AS4777-2 2020) | 1.6 | 2023-02-13 | 2025-08-23
GoodWe Technologies Co Ltd | ETC | GW50K07-ETC (AS4777-2 2020) | 50 | 2023-08-10 | 2025-08-23
Pixii AS | Pixii OEM Inverter Kit | Pixiishelf 48/60000 (AS4777-2 2020) | 60 | 2024-10-22 | 2027-06-01
SolaX Power Network Technology (Zhe jiang) Co Ltd | X3-MIC G2 | X3-MIC-15K-G2 (AS4777-2 2020) | 14.999 | 2025-08-15 | 2027-05-30
Shenzhen Growatt New Energy Co Ltd | MIN TL-XH2 | MIN 2500TL-XH2 (AS4777-2 2020) | 2.5 | 2024-07-10 | 2027-07-10
Sigenergy Technology Co Ltd | Sigen Energy Storage System | SigenStor-3S-44.22 (AS4777-2 2020) | 3 | 2026-04-16 | 2027-12-31
iStore (QLD) Pty Ltd | IS-HYB-1PH | IS-HYB-6000-1PH (AS4777-2 2020) | 6 | 2023-11-17 | 2027-05-17
Sigenergy Technology Co Ltd | Sigen Energy Storage System | SigenStor-15T-12.04 (AS4777-2 2020) | 15 | 2026-04-16 | 2027-12-31
Sigenergy Technology Co Ltd | Sigen Energy Storage System | SigenStor-6S-43.98 (AS4777-2 2020) | 6 | 2026-04-16 | 2027-12-31
Shanghai SIGEN New Energy Technology Co Ltd | Sigen Energy Storage System | SigenStor-5T-21 (AS4777-2 2020) | 5 | 2025-08-19 | 2027-12-31
Shanghai SIGEN New Energy Technology Co Ltd | Sigen Energy Storage System | SigenStor-15T-29 (AS4777-2 2020) | 15 | 2025-08-19 | 2027-12-31
Sigenergy Technology Co Ltd | Sigen Energy Storage System | SigenStor-10S-EV12-34.86 (AS4777-2 2020) | 9.999 | 2026-04-16 | 2027-12-31
SolaX Power Network Technology (Zhe jiang) Co Ltd | X3-ULT | X3-ULT-19.9K (AS4777-2 2020) | 19.999 | 2024-06-25 | 2027-06-25
8 Star Energy Pty Ltd | Force HT+ Series | Force 12.0HT+ (AS4777-2 2020) | 12 | 2026-02-25 | 2029-02-25
Sigenergy Technology Co Ltd | Sigen Energy Storage System | SigenStor-10S-EV25-20.44 (AS4777-2 2020) | 9.999 | 2026-04-16 | 2027-12-31
Shenzhen Sinexcel Isuna Energy Technology Co Ltd | Isuna S-SL | Isuna 3000S (AS4777-2 2020) | 3 | 2026-02-13 | 2029-02-13
FOXESS CO LTD | KH | KH9.9 (AS4777-2 2020) | 9.9 | 2025-06-13 | 2028-06-13
Guangzhou Sanjing Electric Co Ltd | C6 | C6-110K-T12-40 (AS4777-2 2020) | 110 | 2024-10-14 | 2027-10-14
Shenzhen Growatt New Energy Co Ltd | MOD | MOD 3000TL3-X (AS4777-2 2020) | 3 | 2021-12-19 | 2025-06-18
Sigenergy Technology Co Ltd | Sigen Energy Storage System | SigenStor-10S-EV12-22.48 (AS4777-2 2020) | 9.999 | 2026-04-16 | 2027-12-31
Sigenergy Technology Co Ltd | Sigen Energy Storage System | SigenStor-5S-35.18 (AS4777-2 2020) | 4.999 | 2026-04-16 | 2027-12-31
SRNE Solar Co Ltd | HESP | HESP4860S100-H (AS4777-2 2020) | 6 | 2025-10-31 | 2028-10-31
Sigenergy Technology Co Ltd | Sigen Energy Storage System | SigenStor-5T-EV25-30.12 (AS4777-2 2020) | 5 | 2026-04-16 | 2027-12-31
Shenzhen GivEnergy Co Ltd | All In One | GIV-AIO-AC-13.5-4.6 + Backup (AS4777-2 2020) | 4.6 | 2024-02-21 | 2027-02-21
NingBo Deye Inverter Technology Co Ltd | Hybrid Inverter | SUN-12K-SG01LP1-AU-AM3 (AS4777-2 2020) | 12 | 2024-03-26 | 2027-03-26
Guangzhou Sanjing Electric Co Ltd | R6 | R6-50K-T4-32-AUS (AS4777-2 2020) | 50 | 2024-09-02 | 2027-09-02
Pylon Technologies Co Ltd | FH3X | FH3X-5K-HY-1P-5 (AS4777-2 2020) | 5 | 2025-09-12 | 2027-12-31
TBB POWER CO LTD | CK | CK8.0S | 8 | 2023-06-06 | 2026-06-06
Shanghai Sieyuan Watten Technology Co Ltd | H1 Series | SiH-10kW-TH (AS4777-2 2020) | 10 | 2024-11-21 | 2027-11-21
Sigenergy Technology Co Ltd | Sigen Energy Storage System | SigenStor-15T-EV25-31.52 (AS4777-2 2020) | 15 | 2026-04-16 | 2027-12-31
Sigenergy Technology Co Ltd | Sigen Energy Storage System | SigenStor-5S-27.86 (AS4777-2 2020) | 4.999 | 2026-04-16 | 2027-12-31
Ginlong Technologies Co Ltd | S5 | S5-GR1P3K (AS4777-2 2020) | 3 | 2024-06-20 | 2027-06-20
NOARK Electrics (Shanghai) Co Ltd | Ex9N-DH | Ex9N-DH-12KT-AU (AS4777-2 2020) | 12 | 2024-01-16 | 2027-01-16
NingBo Deye Inverter Technology Co Ltd | Hybrid Inverter | SUN-7.6K-SG02LP1-AU-AM2 (AS4777-2 2020) | 7.6 | 2025-03-12 | 2028-03-12
Sigenergy Technology Co Ltd | Sigen Energy Storage System | SigenStor-5S-50.58 (AS4777-2 2020) | 4.999 | 2026-04-16 | 2027-12-31
Shenzhen SOFARSOLAR Co Ltd | N/A | SOFAR 100KTL (AS4777-2 2020) | 100 | 2022-06-29 | 2025-06-29
SUNSYNK AUSTRALIA PTY LTD | THREE-PHASE HYBRID INVERTER | SUNSYNK-50K-SG01HP3-AU-BM4-C2 (AS4777-2 2020) | 50 | 2025-08-20 | 2028-08-20
GoodWe Technologies Co Ltd | DNS G3 | GW6000-DNS-30 (AS4777-2 2020) | 6 | 2022-09-01 | 2027-07-27
Sigenergy Technology Co Ltd | Sigen Energy Storage System | SigenStor-20T-EV12-17.1 (AS4777-2 2020) | 20 | 2026-04-16 | 2027-12-31
Sigenergy Technology Co Ltd | Sigen Energy Storage System | SigenStor-8S-EV12-12.04 (AS4777-2 2020) | 8 | 2026-04-16 | 2027-12-31
Sigenergy Technology Co Ltd | Sigen Energy Storage System | SigenStor-10T-EV12-30.12 (AS4777-2 2020) | 9.999 | 2026-04-16 | 2027-12-31
Sigenergy Technology Co Ltd | Sigen Energy Storage System | SigenStor-8S-39.24 (AS4777-2 2020) | 8 | 2026-04-16 | 2027-12-31
Sigenergy Technology Co Ltd | Sigen Energy Storage System | SigenStor-6S-EV12-14.08 (AS4777-2 2020) | 6 | 2026-04-16 | 2027-12-31
Sigenergy Technology Co Ltd | Sigen Energy Storage System | SigenStor-25T-EV12-42.18 (AS4777-2 2020) | 25 | 2026-04-16 | 2027-12-31
Energywave Technology Inc | AmpAura Roca G2 Hybrid Energy | Roca2-5KL-C-10 (AS4777-2 2020) | 5 | 2025-12-15 | 2027-12-31
Sigenergy Technology Co Ltd | Sigen Energy Storage System | SigenStor-6S-35.18 (AS4777-2 2020) | 6 | 2026-04-16 | 2027-12-31
NingBo Deye Inverter Technology Co Ltd | Hybrid Inverter | SUN-16K-SG01LP1-AU-AM3 (AS4777-2 2020) | 16 | 2024-03-26 | 2027-03-26
Shenzhen SOFARSOLAR Co Ltd | N/A | SOFAR 25KTLX-G3-PRO (AS4777-2 2020) | 25 | 2023-07-07 | 2026-07-07
Sigenergy Technology Co Ltd | Sigen Energy Storage System | SigenStor-30T-40.56 (AS4777-2 2020) | 29.999 | 2026-04-16 | 2027-12-31
Shanghai SIGEN New Energy Technology Co Ltd | Sigen Energy Storage System | SigenStor-25T-EV25-10 (AS4777-2 2020) | 25 | 2025-08-19 | 2027-12-31
Sigenergy Technology Co Ltd | Sigen Energy Storage System | SigenStor-25T-EV25-43.24 (AS4777-2 2020) | 25 | 2026-04-16 | 2027-12-31
Jiangsu Weiheng Intelligent Technology Co Ltd | AGAVE-SH | WH-SPHA3.6H-5.12kWh (AS4777-2 2020) | 3.6 | 2024-08-07 | 2027-01-11
GoodWe Technologies Co Ltd | ESA | GW3.6K-EHA-G20 (AS4777-2 2020) | 3.6 | 2025-07-25 | 2028-07-25
Sigenergy Technology Co Ltd | Sigen Energy Storage System | SigenStor-12S-25.82 (AS4777-2 2020) | 12 | 2026-04-16 | 2027-12-31
Sigenergy Technology Co Ltd | Sigen Energy Storage System | SigenStor-10S-EV12-38.6 (AS4777-2 2020) | 9.999 | 2026-04-16 | 2027-12-31
Sigenergy Technology Co Ltd | Sigen Energy Storage System | SigenStor-15T-EV12-44.22 (AS4777-2 2020) | 15 | 2026-04-16 | 2027-12-31
Shenzhen Growatt New Energy Co Ltd | SPH 3000-6000 TL-HU | SPH 4600TL-HU (AS4777-2 2020) | 4.6 | 2024-11-27 | 2027-11-27
GoodWe Technologies Co Ltd | XS | GW3000-XS (AS4777-2 2020) | 3 | 2023-01-06 | 2025-08-23
Sigenergy Technology Co Ltd | Sigen Energy Storage System | SigenStor-15T-34.2 (AS4777-2 2020) | 15 | 2026-04-16 | 2027-12-31
Sigenergy Technology Co Ltd | Sigen Energy Storage System | SigenStor-30T-42.26 (AS4777-2 2020) | 29.999 | 2026-04-16 | 2027-12-31
Sigenergy Technology Co Ltd | Sigen Energy Storage System | SigenStor-5T-EV12-28.84 (AS4777-2 2020) | 5 | 2026-04-16 | 2027-12-31
FOXESS Co Ltd | H3-Smart | H3-9.9-Smart (AS4777-2 2020) | 9.9 | 2025-07-03 | 2028-07-03
Sigenergy Technology Co Ltd | Sigen Energy Storage System | SigenStor-8S-EV25-35.18 (AS4777-2 2020) | 8 | 2026-04-16 | 2027-12-31
Shenzhen GivEnergy Co Ltd | All In One | GIV-AIO-AC-13.5-5.0 + Backup (AS4777-2 2020) | 5 | 2024-02-21 | 2027-02-21
Sigenergy Technology Co Ltd | Sigen Energy Storage System | SigenStor-20T-19.8 (AS4777-2 2020) | 20 | 2026-04-16 | 2027-12-31
NingBo Deye Inverter Technology Co Ltd | Hybrid Inverter | SUN-6K-SG04LP3-AU (AS4777-2 2020) | 6 | 2022-05-09 | 2027-04-28
Alpha ESS Co Ltd | SMILE-G3 | SMILE-G3-S3.6-INV (AS4777-2 2020) | 3.6 | 2022-07-21 | 2027-07-12
NingBo Deye Inverter Technology Co Ltd | Three Phase String Inverter | SUN-10K-G05-AU (AS4777-2 2020) | 10 | 2023-06-22 | 2027-07-19
CET Australia Pty Ltd | Sierra Hybrid System - 48Vdc | Hybrid Sierra System 48 VDC / 45 kVA (AS4777-2 2020) | 36 | 2025-11-07 | 2028-11-07
GoodWe Technologies Co Ltd | ES | GW3648D-ES (AS4777-2 2020) | 3.68 | 2022-06-16 | 2025-06-16
NingBo Deye Inverter Technology Co Ltd | Hybrid Inverter | SUN-5K-SG04LP3-AU (AS4777-2 2020) | 5 | 2022-05-09 | 2027-04-28
Sigenergy Technology Co Ltd | Sigen Energy Storage System | SigenStor-25T-18.08 (AS4777-2 2020) | 25 | 2026-04-16 | 2027-12-31
FOXESS CO LTD | 1K5-HI-V1 | 1K5-HI-6-V1 (AS4777-2 2020) | 6 | 2025-04-11 | 2028-04-11
Shenzhen SOFARSOLAR Co Ltd | TLX-G3 | SOFAR 17KTLX-G3 (AS4777-2 2020) | 17 | 2022-06-24 | 2027-03-15
Sigenergy Technology Co Ltd | Sigen Energy Storage System | SigenStor-30T-EV25-27.12 (AS4777-2 2020) | 29.999 | 2026-04-16 | 2027-12-31
Shanghai SIGEN New Energy Technology Co Ltd | Sigen Energy Storage System | SigenStor-10T-EV25-18 (AS4777-2 2020) | 9.999 | 2025-08-19 | 2027-12-31
Shanghai SIGEN New Energy Technology Co Ltd | Sigen Energy Storage System | SigenStor-15T-EV12-40 (AS4777-2 2020) | 15 | 2025-08-19 | 2027-12-31
Sigenergy Technology Co Ltd | Sigen Energy Storage System | SigenStor-3S-43.24 (AS4777-2 2020) | 3 | 2026-04-16 | 2027-12-31
SolaX Power Network Technology (Zhe jiang) Co Ltd | X1 Hybrid G4 | X1-Hybrid-6.0-D (AS4777-2 2020) | 6 | 2022-08-17 | 2027-05-24
Shenzhen SOFARSOLAR Co Ltd | 1.1K-3.3KTL-G3 | SOFAR 1600TL-G3 (AS4777-2 2020) | 1.6 | 2022-07-12 | 2025-07-12
Sigenergy Technology Co Ltd | Sigen Energy Storage System | SigenStor-12S-28.84 (AS4777-2 2020) | 12 | 2026-04-16 | 2027-12-31
Energywave Technology Inc | AmpAura Roca G2 Hybrid Energy | Roca2-5KL-E-20 (AS4777-2 2020) | 5 | 2025-12-15 | 2027-12-31
Sigenergy Technology Co Ltd | Sigen Energy Storage System | SigenStor-25T-EV25-31.52 (AS4777-2 2020) | 25 | 2026-04-16 | 2027-12-31
Sigenergy Technology Co Ltd | Sigen Energy Storage System | SigenStor-8S-EV12-33.88 (AS4777-2 2020) | 8 | 2026-04-16 | 2027-12-31
Ginlong Technologies Co Ltd | 5G | Solis-30K-5G-AU-MX (AS4777-2 2020) | 29.99 | 2022-05-26 | 2025-08-23
Shenzhen Kstar New Energy Company Limited | BlueSpark | E5KT-D22 (AS4777-2 2020) | 5 | 2026-06-01 | 2029-06-01
Ningbo Sunways Technologies Co Ltd | STS-xKTL | STS-7KTL (AS4777-2 2020) | 7 | 2022-06-23 | 2025-09-11
Sigenergy Technology Co Ltd | Sigen Energy Storage System | SigenStor-8S-EV25-33.22 (AS4777-2 2020) | 8 | 2026-04-16 | 2027-12-31
SolaX Power Network Technology (Zhe jiang) Co Ltd | X1-Smart G2 | X1-SMT-8K-G2 (AS4777-2 2020) | 8 | 2024-04-02 | 2027-04-02
Sigenergy Technology Co Ltd | Sigen Energy Storage System | SigenStor-10T-EV25-44.22 (AS4777-2 2020) | 9.999 | 2026-04-16 | 2027-12-31
Sigenergy Technology Co Ltd | Sigen Energy Storage System | SigenStor-5T-EV25-24.1 (AS4777-2 2020) | 5 | 2026-04-16 | 2027-12-31
Sigenergy Technology Co Ltd | Sigen Energy Storage System | SigenStor-8S-EV12-22.48 (AS4777-2 2020) | 8 | 2026-04-16 | 2027-12-31
Redback Operations Pty Ltd | Smart 3-Phase Hybrid | ST10000 (AS4777-2 2020) | 10 | 2022-05-12 | 2025-06-19
Sigenergy Technology Co Ltd | Sigen Energy Storage System | SigenStor-8S-EV12-35.58 (AS4777-2 2020) | 8 | 2026-04-16 | 2027-12-31
Shanghai SIGEN New Energy Technology Co Ltd | Sigen Energy Storage System | SigenStor-10S-24 (AS4777-2 2020) | 9.999 | 2025-03-04 | 2027-12-31
Shanghai SIGEN New Energy Technology Co Ltd | Sigen Energy Storage System | SigenStor-20T-21 (AS4777-2 2020) | 20 | 2025-08-19 | 2027-12-31
Guangzhou Sanjing Electric Co Ltd | R5 | R5-3.6K-S2-15 (AS4777-2 2020) | 3.68 | 2022-06-27 | 2027-06-23
Sigenergy Technology Co Ltd | Sigen Energy Storage System | SigenStor-8S-EV12-40.22 (AS4777-2 2020) | 8 | 2026-04-16 | 2027-12-31
Shenzhen Enjoy Technology Co Ltd | EPCS | EPCS125-AM-F (AS4777-2 2020) | 125 | 2026-05-26 | 2029-05-26
Sigenergy Technology Co Ltd | Sigen Energy Storage System | SigenStor-15T-EV12-34.2 (AS4777-2 2020) | 15 | 2026-04-16 | 2027-12-31
Shenzhen Growatt New Energy Co Ltd | MIC | MIC 2000TL-X (AS4777-2 2020) | 2 | 2021-11-15 | 2025-05-15
Shanghai SIGEN New Energy Technology Co Ltd | Sigen Hybrid Inverter | Sigen Hybrid 30.0 TP AU (AS4777-2 2020) | 29.999 | 2025-04-07 | 2028-04-07
Shenzhen Sinexcel Electric Co Ltd | PWS1-500KTL-EX Series | PWS1-500KTL-EX-2M8 (AS4777-2 2020) | 125 | 2023-04-26 | 2026-04-26
Sigenergy Technology Co Ltd | Sigen Energy Storage System | SigenStor-30T-EV25-28.84 (AS4777-2 2020) | 29.999 | 2026-04-16 | 2027-12-31
Guangzhou Sanjing Electric Co Ltd | R6 | R6-8K-S2-X (AS4777-2 2020) | 8 | 2023-07-05 | 2026-07-05
Ginlong Technologies Co Ltd | 4G | Solis-1P4.6K-4G (AS4777-2 2020) | 4.6 | 2024-06-21 | 2025-08-23
Sigenergy Technology Co Ltd | Sigen Energy Storage System | SigenStor-6S-23.46 (AS4777-2 2020) | 6 | 2026-04-16 | 2027-12-31
Ningbo Sunways Technologies Co Ltd | STS-xKTL-P | STS-6KTL-P (AS4777-2 2020) | 6 | 2022-06-23 | 2027-06-22
Guang Dong Redx Electrical Technology Limited | RX-P*K | RX-P30k (AS4777-2 2020) | 30 | 2026-04-22 | 2029-04-22
Sigenergy Technology Co Ltd | Sigen Energy Storage System | SigenStor-5T-41.28 (AS4777-2 2020) | 5 | 2026-04-16 | 2027-12-31
GoodWe Technologies Co Ltd | GEP 4.6-10KW SINGLE PHASE SERIES | GEP10-1-10 (AS4777-2 2020) | 10 | 2022-07-01 | 2025-07-01
SolaX Power Network Technology (Zhe jiang) Co Ltd | X3 MIC | X3-MIC-3K-G2 (AS4777-2 2020) | 3 | 2022-07-01 | 2025-08-14
Sigenergy Technology Co Ltd | Sigen Energy Storage System | SigenStor-10S-43.64 (AS4777-2 2020) | 9.999 | 2026-04-16 | 2027-12-31
Sigenergy Technology Co Ltd | Sigen Energy Storage System | SigenStor-25T-15.06 (AS4777-2 2020) | 25 | 2026-04-16 | 2027-12-31
SolaX Power Network Technology (Zhe jiang) Co Ltd | X1-MINI G4 | X1-MINI-0.6K-G4 (AS4777-2 2020) | 0.6 | 2023-05-13 | 2026-09-25
Sigenergy Technology Co Ltd | Sigen Energy Storage System | SigenStor-8S-EV25-30.12 (AS4777-2 2020) | 8 | 2026-04-16 | 2027-12-31
Hoymiles Power Electronics Inc | HMS | HMS-500-1T (AS4777-2 2020) | 0.5 | 2023-02-13 | 2026-02-13
Sigenergy Technology Co Ltd | Sigen Energy Storage System | SigenStor-6S-EV12-45.2 (AS4777-2 2020) | 6 | 2026-04-16 | 2027-12-31
Fronius Australia Pty Ltd | Verto | Verto 27.0 (AS4777-2 2020) | 27 | 2025-02-06 | 2028-02-06
Sigenergy Technology Co Ltd | Sigen Energy Storage System | SigenStor-25T-EV12-21.08 (AS4777-2 2020) | 25 | 2026-04-16 | 2027-12-31
PRIMEVOLT NEW ENERGY AUSTRALIA PTY LTD | HB L1 | PV 10KHB-210 (AS4777-2 2020) | 10 | 2024-08-05 | 2025-08-23
Sigenergy Technology Co Ltd | Sigen Energy Storage System | SigenStor-15T-33.14 (AS4777-2 2020) | 15 | 2026-04-16 | 2027-12-31
Sigenergy Technology Co Ltd | Sigen Energy Storage System | SigenStor-3S-33.88 (AS4777-2 2020) | 3 | 2026-04-16 | 2027-12-31
Jinko Solar Co Ltd | JKS series | JKS-4HLVS-GI (AS4777-2 2020) | 4 | 2023-07-10 | 2025-08-23
SolaX Power Network Technology (Zhe jiang) Co Ltd | X3-HYB G4 PRO | X3-HYB-15.0-P (AS4777-2 2020) | 15 | 2026-05-01 | 2029-05-01
Victron Energy BV | MultiPlus-II | MultiPlus-II 48/15000/200-100 230V | 15 | 2025-07-10 | 2028-07-10
Shanghai SIGEN New Energy Technology Co Ltd | Sigen Energy Storage System | SigenStor-8S-10 (AS4777-2 2020) | 8 | 2025-03-04 | 2027-12-31
SolaX Power Network Technology (Zhe jiang) Co Ltd | X3 Pro | X3-PRO-20K-G2 (AS4777-2 2020) | 20 | 2022-06-28 | 2025-07-15
Sigenergy Technology Co Ltd | Sigen Energy Storage System | SigenStor-20T-22.48 (AS4777-2 2020) | 20 | 2026-04-16 | 2027-12-31
Sigenergy Technology Co Ltd | Sigen Energy Storage System | SigenStor-3S-40.22 (AS4777-2 2020) | 3 | 2026-04-16 | 2027-12-31
Shenzhen SOFARSOLAR Co Ltd | SOFAR 25-50KTLX-G3 | SOFAR 40KTLX-G3 (AS4777-2 2020) | 40 | 2025-09-02 | 2027-06-20
Shenzhen Growatt New Energy Co Ltd | MAX | MAX 125KTL3-X LV (AS4777-2 2020) | 125 | 2021-12-15 | 2025-06-15
Ginlong Technologies Co Ltd | S5 | S5-GC70K-HV (AS4777-2 2020) | 70 | 2022-06-23 | 2027-02-18
Ningbo Sunways Technologies Co Ltd | STT-4~25KTL-P | STT-17KTL-P (AS4777-2 2020) | 17 | 2022-08-18 | 2027-07-20
FOXESS Co Ltd | 1K5-1P-HI | 1K5-1P-HI-6 (AS4777-2 2020) | 6 | 2025-05-19 | 2028-05-19
SolaX Power Network Technology (Zhe jiang) Co Ltd | X3-ULT | X3-ULT-15KP (AS4777-2 2020) | 14.999 | 2024-06-25 | 2027-06-25
GoodWe Technologies Co Ltd | ET | GW25K-ET (AS4777-2 2020) | 25 | 2023-02-10 | 2027-10-19
Energywave Technology Inc | AmpAura Roca G2 Hybrid Energy | Roca2-5KL-C-15 (AS4777-2 2020) | 5 | 2025-12-15 | 2027-12-31
Sigenergy Technology Co Ltd | Sigen Energy Storage System | SigenStor-25T-27.12 (AS4777-2 2020) | 25 | 2026-04-16 | 2027-12-31
Each Energy Technology (Suzhou) Co Ltd | EET-M1 | EET10K-M1 (AS4777-2 2020) | 10 | 2023-03-16 | 2026-03-16
AISWEI Technology Co Ltd | ASW -LT | ASW100K-LT (AS4777-2 2020) | 100 | 2023-07-25 | 2026-11-05
Altenergy Power System Inc | DS3D Microinverter | DS3D (AS4777-2 2020) | 1.8 | 2025-11-24 | 2027-11-25
Sigenergy Technology Co Ltd | Sigen Energy Storage System | SigenStor-10S-EV12-29.48 (AS4777-2 2020) | 9.999 | 2026-04-16 | 2027-12-31
CE+T Power Australia Pty Ltd | SIERRA 25 | SIERRA 25 48/277 SHELF ECI | 12 | 2026-03-03 | 2029-03-03
Ginlong Technologies Co Ltd | S6 | S6-EH1P8K-L-PLUS-AU (AS4777-2 2020) | 8 | 2024-08-02 | 2027-08-02
Guangzhou Sanjing Electric Co Ltd | R5 | R5-3K-S2-15 (AS4777-2 2020) | 3 | 2022-06-27 | 2027-06-23
Sigenergy Technology Co Ltd | Sigen Energy Storage System | SigenStor-30T-EV12-34.2 (AS4777-2 2020) | 29.999 | 2026-04-16 | 2027-12-31
Shenzhen Sinexcel Electric Co Ltd | PWS1-500kTL-EX | PWS1-500KTL-EX-4M1 (AS4777-2 2020) | 250 | 2023-04-26 | 2026-04-26
Hoymiles Power Electronics Inc | HYT-HV | HYT-6.0HV-AUG1 (AS4777-2 2020) | 6 | 2023-09-27 | 2026-09-27
Suzhou Hypontech Co Ltd | HPS | HPS-4000D (AS4777-2 2020) | 4.4 | 2022-04-27 | 2025-04-27
Sigenergy Technology Co Ltd | Sigen Energy Storage System | SigenStor-10T-EV25-26.14 (AS4777-2 2020) | 9.999 | 2026-04-16 | 2027-12-31
Shenzhen Kstar New Energy Company Limited | BlueSpark | E12KT-D22 (AS4777-2 2020) | 12 | 2026-06-01 | 2029-06-01
Solar Bos Pty Ltd | AS3 | AS3-5K-T-W-P6-AUS (AS4777-2 2020) | 5 | 2026-06-19 | 2027-12-31
Sigenergy Technology Co Ltd | Sigen Energy Storage System | SigenStor-20T-EV12-41.28 (AS4777-2 2020) | 20 | 2026-04-16 | 2027-12-31
Guangzhou Sanjing Electric Co Ltd | R6 | R6-10K-S2-X (AS4777-2 2020) | 10 | 2023-07-05 | 2026-07-05
Shenzhen Growatt New Energy Co Ltd | SPH 3000-6000 TL-HUB | SPH 4600TL-HUB (AS4777-2 2020) | 4.6 | 2024-11-27 | 2027-11-27
Must Energy (Guangdong) Technology Co Ltd | PH11-(5-12)KL3-EU | PH11-5KL3-EU (AS4777-2 2020) | 5 | 2026-04-07 | 2029-04-07
8 Star Energy Pty Ltd | Energizer Solar Force S Series | Force 10.0S (AS4777-2 2020) | 10 | 2022-09-29 | 2027-05-08
Sigenergy Technology Co Ltd | Sigen Energy Storage System | SigenStor-12S-EV12-26.14 (AS4777-2 2020) | 12 | 2026-04-16 | 2027-12-31
Sigenergy Technology Co Ltd | Sigen Energy Storage System | SigenStor-10S-EV12-27.52 (AS4777-2 2020) | 9.999 | 2026-04-16 | 2027-12-31
Dyness Digital Energy Technology Co Ltd | Cygni | Cygni 8.0HS-M9 (AS4777-2 2020) | 8 | 2025-10-15 | 2027-12-31
Alpha ESS Co Ltd | SMILE-B3-PLUS | SMILE-B3-PLUS III (AS4777-2 2020) | 3 | 2022-01-22 | 2026-08-19
Shenzhen SOFARSOLAR Co Ltd | ESI | ESI 4.6K-S1 (AS4777-2 2020) | 4.6 | 2023-01-23 | 2027-09-20
GoodWe Technologies Co Ltd | SMT Series | GW29.9K-MT (AS4777-2 2020) | 29.9 | 2022-06-17 | 2027-04-08
Sigenergy Technology Co Ltd | Sigen Energy Storage System | SigenStor-20T-42.18 (AS4777-2 2020) | 20 | 2026-04-16 | 2027-12-31
Ginlong Technologies Co Ltd | 5G | Solis-30K-5G-AU (AS4777-2 2020) | 30 | 2022-05-26 | 2025-08-23
Sigenergy Technology Co Ltd | Sigen Energy Storage System | SigenStor-20T-EV12-21.08 (AS4777-2 2020) | 20 | 2026-04-16 | 2027-12-31
Sigenergy Technology Co Ltd | Sigen Energy Storage System | SigenStor-10S-EV25-31.18 (AS4777-2 2020) | 9.999 | 2026-04-16 | 2027-12-31
Dongguan Hinen New Energy Technology Co Ltd | A Series | A20000T (AS4777-2 2020) | 20 | 2025-08-21 | 2028-08-21
Sigenergy Technology Co Ltd | Sigen Energy Storage System | SigenStor-25T-44.22 (AS4777-2 2020) | 25 | 2026-04-16 | 2027-12-31
Sigenergy Technology Co Ltd | Sigen Energy Storage System | SigenStor-3S-45.94 (AS4777-2 2020) | 3 | 2026-04-16 | 2027-12-31
Enphase Energy Inc | IQ BATTERY 5P | B05-T02-ROW00-1-2 (AS4777-2 2020) | 3.84 | 2023-05-02 | 2026-10-29
Ecoflow Inc. | EF Series | EF HD-P3-12K-S1 (AS4777-2 2020) | 12 | 2025-11-26 | 2028-11-26
Fronius Australia Pty Ltd | Symo GEN24 SC | Symo GEN24 5.0 Plus SC (AS4777-2 2020) | 5 | 2025-10-03 | 2026-09-29
Sigenergy Technology Co Ltd | Sigen Energy Storage System | SigenStor-3S-14.08 (AS4777-2 2020) | 3 | 2026-04-16 | 2027-12-31
Sigenergy Technology Co Ltd | Sigen Energy Storage System | SigenStor-10T-45.2 (AS4777-2 2020) | 9.999 | 2026-04-16 | 2027-12-31
Shanghai SIGEN New Energy Technology Co Ltd | Sigen Energy Storage System | SigenStor-25T-EV25-29 (AS4777-2 2020) | 25 | 2025-08-19 | 2027-12-31
NingBo Deye Inverter Technology Co Ltd | Hybrid Inverter | SUN-10K-SG01HP3-AU-AM2 (AS4777-2 2020) | 10 | 2023-11-22 | 2026-11-22
Hiconics Eco-energy Drive Technology Co Ltd | Powerinfi | MH-HYIV15.0-THE-AU (AS4777-2 2020) | 15 | 2026-03-16 | 2029-03-16
Guangzhou Sanjing Electric Co Ltd | CHS2 | CHS2-50K-T6-307.2V/280Ah/154.6kWh (AS4777-2 2020) | 50 | 2025-04-08 | 2027-12-31
Sigenergy Technology Co Ltd | Sigen Energy Storage System | SigenStor-3S-47.64 (AS4777-2 2020) | 3 | 2026-04-16 | 2027-12-31
Sigenergy Technology Co Ltd | Sigen Energy Storage System | SigenStor-3S-EV12-9.04 (AS4777-2 2020) | 3 | 2026-04-16 | 2027-12-31
Asian Power Devices Inc | HB L1 | PV 5KHB-120 (AS4777-2 2020) | 5 | 2024-09-05 | 2025-08-23
Dongguan Hinen New Energy Technology Co Ltd | A series | AC5000S (AS4777-2 2020) | 4.999 | 2025-11-25 | 2028-11-25
SolaX Power Network Technology (Zhe jiang) Co Ltd | X3 Hybrid | X3-Hybrid-8.0-D (AS4777-2 2020) | 8 | 2025-06-27 | 2027-05-19
Sigenergy Technology Co Ltd | Sigen Energy Storage System | SigenStor-12S-EV25-35.58 (AS4777-2 2020) | 12 | 2026-04-16 | 2027-12-31
Sigenergy Technology Co Ltd | Sigen Energy Storage System | SigenStor-12S-11.4 (AS4777-2 2020) | 12 | 2026-04-16 | 2027-12-31
Sigenergy Technology Co Ltd | Sigen Energy Storage System | SigenStor-15T-EV12-39.16 (AS4777-2 2020) | 15 | 2026-04-16 | 2027-12-31
Fronius Australia Pty Ltd | Symo GEN24 Plus | Symo GEN24 5.0 Plus (AS4777-2 2020) | 5 | 2021-12-03 | 2026-09-29
Pylon Technologies Co Ltd | FH3X | FH3X-6K-HY-1P-15 (AS4777-2 2020) | 6 | 2025-09-12 | 2027-12-31
Sigenergy Technology Co Ltd | Sigen Energy Storage System | SigenStor-5T-19.8 (AS4777-2 2020) | 5 | 2026-04-16 | 2027-12-31
Sigenergy Technology Co Ltd | Sigen Energy Storage System | SigenStor-3S-26.14 (AS4777-2 2020) | 3 | 2026-04-16 | 2027-12-31
Sigenergy Technology Co Ltd | Sigen Energy Storage System | SigenStor-5S-EV12-22.14 (AS4777-2 2020) | 4.999 | 2026-04-16 | 2027-12-31
Sigenergy Technology Co Ltd | Sigen Energy Storage System | SigenStor-12S-EV12-16.78 (AS4777-2 2020) | 12 | 2026-04-16 | 2027-12-31
Sigenergy Technology Co Ltd | Sigen Energy Storage System | SigenStor-6S-EV12-20.44 (AS4777-2 2020) | 6 | 2026-04-16 | 2027-12-31
Shenzhen SOFARSOLAR Co Ltd | 3.3K-12KTL-X | SOFAR 6.6KTL-X (AS4777-2 2020) | 6 | 2022-07-07 | 2025-07-07
Sigenergy Technology Co Ltd | Sigen Energy Storage System | SigenStor-5S-EV12-27.12 (AS4777-2 2020) | 4.999 | 2026-04-16 | 2027-12-31
Sigenergy Technology Co Ltd | Sigen Energy Storage System | SigenStor-6S-40.56 (AS4777-2 2020) | 6 | 2026-04-16 | 2027-12-31
Shanghai SIGEN New Energy Technology Co Ltd | Sigen Energy Storage System | SigenStor-15T-EV12-8 (AS4777-2 2020) | 15 | 2025-08-19 | 2027-12-31
Sigenergy Technology Co Ltd | Sigen Energy Storage System | SigenStor-12S-EV12-23.12 (AS4777-2 2020) | 12 | 2026-04-16 | 2027-12-31
SolaX Power Network Technology (Zhe jiang) Co Ltd | X1-MINI G4 | X1-MINI-3.0K-G4 (AS4777-2 2020) | 3 | 2023-05-13 | 2026-09-25
Shenzhen SOFARSOLAR Co Ltd | ME 5-20KTL-3PH | ME 5KTL-3PH (AS4777-2 2020) | 5 | 2022-07-14 | 2025-07-14
Shanghai Sieyuan Watten Technology Co Ltd | H1 | SiH-9.9kW-TH-PRO (AS4777-2 2020) | 9.999 | 2025-09-24 | 2028-09-24
Asian Power Devices Inc | PV L1 | PV 10KTL-D1P (AS4777-2 2020) | 10 | 2023-02-15 | 2025-08-23
Sigenergy Technology Co Ltd | Sigen Energy Storage System | SigenStor-3S-45.2 (AS4777-2 2020) | 3 | 2026-04-16 | 2027-12-31
Guangzhou Sanjing Electric Co Ltd | R6 | R6-7K-S2-X (AS4777-2 2020) | 7 | 2023-11-01 | 2026-11-01
Shanghai SIGEN New Energy Technology Co Ltd | Sigen Energy Controller | SigenStor EC 8.0 SP AU (AS4777-2 2020) | 8 | 2025-03-04 | 2028-03-04
SolaX Power Network Technology Zhejiang Co Ltd | X1-BOOST G3 | X1-4.2-T-D(L) (AS4777-2 2020) | 4.2 | 2022-06-22 | 2025-07-31
Sigenergy Technology Co Ltd | Sigen Energy Storage System | SigenStor-5S-EV12-41.54 (AS4777-2 2020) | 4.999 | 2026-04-16 | 2027-12-31
Shanghai SIGEN New Energy Technology Co Ltd | SIGEN PV INVERTER | Sigen PV Max 5.0 SP (AS4777-2 2020) | 4.999 | 2024-09-17 | 2027-09-17
Jiangsu Weiheng Intelligent Technology Co Ltd | TIANWU-AIO | WH-TIANWU-50-233B (AS4777-2 2020) | 50 | 2025-06-27 | 2028-06-27
Myenergi Ltd | libbi | LIBBI-HS5D1-A (AS4777-2 2020) | 5 | 2026-08-20 | 2029-08-20
Shanghai SIGEN New Energy Technology Co Ltd | Sigen Energy Controller | SigenStor EC 8.0 TP AU (AS4777-2 2020) | 8 | 2025-04-07 | 2028-04-07
Shenzhen SOFARSOLAR Co Ltd | SOFAR 3.3K~12KTLX-G3 | SOFAR 5.5KTLX-G3 (AS4777-2 2020) | 5 | 2024-09-07 | 2026-06-08
Shenzhen SOFARSOLAR Co Ltd | N/A | SOFAR 10KTLM-G3 (AS4777-2 2020) | 10 | 2022-05-31 | 2026-12-15
Sigenergy Technology Co Ltd | Sigen Energy Storage System | SigenStor-12S-EV12-35.92 (AS4777-2 2020) | 12 | 2026-04-16 | 2027-12-31
Ginlong Technologies Co Ltd | 5G | RHI-3K-48ES-5G (AS4777-2 2020) | 3 | 2022-05-13 | 2025-06-17
Fronius Australia Pty Ltd | Primo GEN24 | Primo GEN24 10.0 (AS4777-2 2020) | 9.999 | 2023-05-19 | 2029-08-14
Sigenergy Technology Co Ltd | Sigen Energy Storage System | SigenStor-8S-29.48 (AS4777-2 2020) | 8 | 2026-04-16 | 2027-12-31
Sigenergy Technology Co Ltd | Sigen Energy Storage System | SigenStor-10S-EV25-15.06 (AS4777-2 2020) | 9.999 | 2026-04-16 | 2027-12-31
Afore New Energy Technology (Shanghai) Co Ltd | Low Voltage Hybird Inverter | AF4K-SL (AS4777-2 2020) | 4 | 2023-06-13 | 2026-12-10
Sigenergy Technology Co Ltd | Sigen Hybrid Inverter | Sigen PV 50M1-HYA-AU (AS4777-2 2020) | 50 | 2026-01-29 | 2029-01-29
Shanghai Chelion Renewable Technology Co Ltd | iHome | iHome-INV6K-H1H01 (AS4777-2 2020) | 6 | 2023-11-15 | 2025-08-23
SYL (NINGBO) BATTERY CO LTD | Risen Stack1 | SU48E24LM (AS4777-2 2020) | 24 | 2025-12-23 | 2027-12-31
Sigenergy Technology Co Ltd | Sigen Energy Storage System | SigenStor-15T-30.12 (AS4777-2 2020) | 15 | 2026-04-16 | 2027-12-31
NingBo Deye Inverter Technology Co Ltd | AI | Al-W5.1-7.6P1-AU-B (AS4777-2 2020) | 7.6 | 2026-07-20 | 2029-07-20
CEEG (JIANGSU) TECH CO LTD | CHCI | CHCI-5.0K-10.24KWH (AS4777-2 2020) | 5 | 2023-07-17 | 2025-08-23
Sigenergy Technology Co Ltd | Sigen Energy Storage System | SigenStor-5T-21.08 (AS4777-2 2020) | 5 | 2026-04-16 | 2027-12-31
Sigenergy Technology Co Ltd | Sigen Energy Storage System | SigenStor-3S-EV12-42.18 (AS4777-2 2020) | 3 | 2026-04-16 | 2027-12-31
Shanghai SIGEN New Energy Technology Co Ltd | Sigen Energy Storage System | SigenStor-10S-EV25-16 (AS4777-2 2020) | 9.999 | 2025-03-14 | 2027-12-31
Sigenergy Technology Co Ltd | Sigen Energy Storage System | SigenStor-15T-EV25-35.18 (AS4777-2 2020) | 15 | 2026-04-16 | 2027-12-31
Ginlong Technologies Co Ltd | S5 | S5-GR1P4.6K (AS4777-2 2020) | 4.6 | 2024-06-20 | 2027-06-20
Sigenergy Technology Co Ltd | Sigen Energy Storage System | SigenStor-10S-39.16 (AS4777-2 2020) | 9.999 | 2026-04-16 | 2027-12-31
Sigenergy Technology Co Ltd | Sigen Energy Storage System | SigenStor-12S-EV12-42.26 (AS4777-2 2020) | 12 | 2026-04-16 | 2027-12-31
Sigenergy Technology Co Ltd | Sigen Energy Storage System | SigenStor-6S-37.54 (AS4777-2 2020) | 6 | 2026-04-16 | 2027-12-31
Sigenergy Technology Co Ltd | Sigen Energy Storage System | SigenStor-10T-EV12-40.56 (AS4777-2 2020) | 9.999 | 2026-04-16 | 2027-12-31
Sigenergy Technology Co Ltd | Sigen Energy Storage System | SigenStor-5T-24.1 (AS4777-2 2020) | 5 | 2026-04-16 | 2027-12-31
Sigenergy Technology Co Ltd | Sigen Energy Storage System | SigenStor-30T-6.02 (AS4777-2 2020) | 29.999 | 2026-04-16 | 2027-12-31
Sigenergy Technology Co Ltd | Sigen Energy Storage System | SigenStor-12S-EV12-37.88 (AS4777-2 2020) | 12 | 2026-04-16 | 2027-12-31
Alpha ESS Co Ltd | Stax | M30-INV-AU (AS4777-2 2020) | 30 | 2026-08-26 | 2029-08-26
Hengdian Group DMEGC Magnetics CO LTD | DM-INV-TPH | DM-INV-TPH5K (AS4777-2 2020) | 5 | 2026-01-23 | 2029-01-23
SolaX Power Network Technology (Zhe jiang) Co Ltd | X1-Smart G2 | X1-SMT-10K-G2 (AS4777-2 2020) | 9.999 | 2024-04-02 | 2027-04-02
GoodWe Technologies Co Ltd | XS | GW2000-XS (AS4777-2 2020) | 2 | 2023-01-06 | 2025-08-23
Ningbo Sunways Technologies Co Ltd | STH-3K~8KTL | STH-8KTL-HS (AS4777-2 2020) | 8 | 2023-11-10 | 2026-11-10
Sigenergy Technology Co Ltd | Sigen Energy Storage System | SigenStor-12S-EV12-44.22 (AS4777-2 2020) | 12 | 2026-04-16 | 2027-12-31
SUNSYNK AUSTRALIA PTY LTD | HYBRID INVERTER | SUNSYNK-3.6K-SG04LP1 (AS4777-2 2020) | 3.6 | 2025-11-14 | 2027-05-13
Sigenergy Technology Co Ltd | Sigen Energy Storage System | SigenStor-12S-EV12-6.02 (AS4777-2 2020) | 12 | 2026-04-16 | 2027-12-31
Atmoce Holding BV | M-ELV Battery | MS-7K-U-1P (AS4777-2 2020) | 4.5 | 2026-04-20 | 2027-12-31
Shanghai SIGEN New Energy Technology Co Ltd | Sigen Energy Controller | SigenStor EC 20.0 TP AU (AS4777-2 2020) | 20 | 2025-04-07 | 2028-04-07
Anker Innovations Limited | Anker SOLIX X1 | X1-H5K-T (AS4777-2 2020) | 5 | 2025-01-09 | 2028-01-09
Sigenergy Technology Co Ltd | Sigen Energy Storage System | SigenStor-5T-EV25-26.14 (AS4777-2 2020) | 5 | 2026-04-16 | 2027-12-31
Sigenergy Technology Co Ltd | Sigen Energy Storage System | SigenStor-10S-EV12-6.02 (AS4777-2 2020) | 9.999 | 2026-04-16 | 2027-12-31
Each Energy Technology (Suzhou) Co Ltd | EES-M1 | EES5K-M1 (AS4777-2 2020) | 5 | 2022-07-28 | 2025-07-28
Sigenergy Technology Co Ltd | Sigen Energy Storage System | SigenStor-20T-EV12-19.8 (AS4777-2 2020) | 20 | 2026-04-16 | 2027-12-31
Sigenergy Technology Co Ltd | Sigen Energy Storage System | SigenStor-5T-EV25-40.56 (AS4777-2 2020) | 5 | 2026-04-16 | 2027-12-31
Sigenergy Technology Co Ltd | Sigen Energy Storage System | SigenStor-5S-48.28 (AS4777-2 2020) | 4.999 | 2026-04-16 | 2027-12-31
FOXESS CO LTD | AC1-G2 | AC1-3.7-E-G2 (AS4777-2 2020) | 3.68 | 2024-01-03 | 2027-01-03
Sigenergy Technology Co Ltd | Sigen Energy Storage System | SigenStor-3S-EV12-31.52 (AS4777-2 2020) | 3 | 2026-04-16 | 2027-12-31
Sigenergy Technology Co Ltd | Sigen Energy Storage System | SigenStor-10S-EV12-12.04 (AS4777-2 2020) | 9.999 | 2026-04-16 | 2027-12-31
Shenzhen Growatt New Energy Co Ltd | MIC | MIC 1500TL-X (AS4777-2 2020) | 1.5 | 2021-11-15 | 2025-05-15
Shanghai SIGEN New Energy Technology Co Ltd | Sigen Energy Storage System | SigenStor-20T-EV25-5 (AS4777-2 2020) | 20 | 2025-08-19 | 2027-12-31
Sigenergy Technology Co Ltd | Sigen Energy Storage System | SigenStor-5S-18.08 (AS4777-2 2020) | 4.999 | 2026-04-16 | 2027-12-31
Sigenergy Technology Co Ltd | Sigen Energy Storage System | SigenStor-8S-EV25-40.56 (AS4777-2 2020) | 8 | 2026-04-16 | 2027-12-31
Sigenergy Technology Co Ltd | Sigen Energy Storage System | SigenStor-30T-28.84 (AS4777-2 2020) | 29.999 | 2026-04-16 | 2027-12-31
Huizhou RoyPow Technology Co Ltd | N/A | SUN15000T-E/I (AS4777-2 2020) | 15 | 2025-09-16 | 2028-09-16
Grundfos Holding A S | RSI 0100 | RSI0100-3L-0105-5 | 52.5 | 2024-05-20 | 2027-05-20
Altenergy Power System Inc | ELT | ELT-12 (AS4777-2 2020) | 12 | 2025-06-26 | 2028-06-26
CSE Energy & Technology Co Ltd | AIO1 | AIO1-PCS-5K-G1-L (AS4777-2 2020) | 5 | 2024-12-19 | 2027-12-19
Dongguan Hinen New Energy Technology Co Ltd | A Series | A5000S-E (AS4777-2 2020) | 4.999 | 2025-06-24 | 2028-06-24
Sigenergy Technology Co Ltd | Sigen Energy Storage System | SigenStor-12S-49.6 (AS4777-2 2020) | 12 | 2026-04-16 | 2027-12-31
Redback Operations Pty Ltd | Generation 3 | SH5000-G3 (AS4777-2 2020) | 5 | 2024-08-27 | 2025-03-11
Sigenergy Technology Co Ltd | Sigen Energy Storage System | SigenStor-8S-38.52 (AS4777-2 2020) | 8 | 2026-04-16 | 2027-12-31
SYL (NINGBO) BATTERY CO LTD | Risen Stack1 | SU120E60LM (AS4777-2 2020) | 60 | 2025-12-23 | 2027-12-31
NingBo Deye Inverter Technology Co Ltd | AI Series | AI-W5.1-8P1-AU-B (AS4777-2 2020) | 8 | 2025-10-01 | 2027-06-06
Sigenergy Technology Co Ltd | Sigen Energy Storage System | SigenStor-10S-EV25-27.86 (AS4777-2 2020) | 9.999 | 2026-04-16 | 2027-12-31
SolaX Power Network Technology (Zhe jiang) Co Ltd | X1-BOOST G4 | X1-BOOST-4.2K-G4 (AS4777-2 2020) | 4.2 | 2023-05-15 | 2028-01-13
GoodWe Technologies Co Ltd | XS G3 | GW2500-XS-30 (AS4777-2 2020) | 2.5 | 2024-09-24 | 2027-09-24
Sigenergy Technology Co Ltd | Sigen Energy Storage System | SigenStor-10S-EV25-36.16 (AS4777-2 2020) | 9.999 | 2026-04-16 | 2027-12-31
SolaX Power Network Technology (Zhe jiang) Co Ltd | X1-BOOST G4 | X1-BOOST-3.6K-G4 (AS4777-2 2020) | 3.68 | 2023-05-15 | 2028-01-13
Sigenergy Technology Co Ltd | Sigen Energy Storage System | SigenStor-10S-34.2 (AS4777-2 2020) | 9.999 | 2026-04-16 | 2027-12-31
AISWEI Technology Co Ltd | ASW25-40K-LT-G3 | ASW36K-LT-G3 (AS4777-2 2020) | 36 | 2023-11-09 | 2026-11-09
Guangzhou Sanjing Electric Co Ltd | R6 | R6-5K-T2-AUS (AS4777-2 2020) | 5 | 2023-11-06 | 2026-11-06
Sigenergy Technology Co Ltd | Sigen Energy Storage System | SigenStor-10S-22.48 (AS4777-2 2020) | 9.999 | 2026-04-16 | 2027-12-31
Shanghai SIGEN New Energy Technology Co Ltd | Sigen Energy Controller | SigenStor EC 25.0 TP AU (AS4777-2 2020) | 25 | 2025-04-07 | 2028-04-07
Shenzhen Growatt New Energy Co Ltd | MID 10-30KTL3-XH | MID 12KTL3-XH (AS4777-2 2020) | 12 | 2025-04-22 | 2028-04-22
Sigenergy Technology Co Ltd | Sigen Energy Storage System | SigenStor-30T-19.8 (AS4777-2 2020) | 29.999 | 2026-04-16 | 2027-12-31
Sigenergy Technology Co Ltd | Sigen Energy Storage System | SigenStor-20T-EV25-43.24 (AS4777-2 2020) | 20 | 2026-04-16 | 2027-12-31
GoodWe Technologies Co Ltd | GEH | GEH15-3U-10 (AS4777-2 2020) | 15 | 2024-05-29 | 2025-08-23
Sigenergy Technology Co Ltd | Sigen Energy Storage System | SigenStor-12S-EV12-9.04 (AS4777-2 2020) | 12 | 2026-04-16 | 2027-12-31
GoodWe Technologies Co Ltd | XS PLUS+ | GW1000-XS-11 (AS4777-2 2020) | 1 | 2023-01-11 | 2025-08-23
GoodWe Technologies Co Ltd | ES G2 | GW3000-ES-20 (AS4777-2 2020) | 3 | 2023-01-10 | 2027-09-22
Sigenergy Technology Co Ltd | Sigen Energy Storage System | SigenStor-10T-EV25-34.2 (AS4777-2 2020) | 9.999 | 2026-04-16 | 2027-12-31
Sigenergy Technology Co Ltd | Sigen Energy Storage System | SigenStor-8S-EV12-39.16 (AS4777-2 2020) | 8 | 2026-04-16 | 2027-12-31
Sigenergy Technology Co Ltd | Sigen Energy Storage System | SigenStor-6S-11.4 (AS4777-2 2020) | 6 | 2026-04-16 | 2027-12-31
Sigenergy Technology Co Ltd | Sigen Energy Storage System | SigenStor-8S-25.16 (AS4777-2 2020) | 8 | 2026-04-16 | 2027-12-31
Shenzhen Growatt New Energy Co Ltd | MIN | MIN 8000TL-X (AS4777-2 2020) | 8 | 2021-07-30 | 2025-01-30
Shenzhen SOFARSOLAR Co Ltd | N/A | SOFAR 80KTL (AS4777-2 2020) | 80 | 2022-06-29 | 2025-06-29
Fronius Australia Pty Ltd | Eco | Eco 25.0-3-S (AS4777-2 2020) | 25 | 2021-12-01 | 2026-11-24
Sigenergy Technology Co Ltd | Sigen Energy Storage System | SigenStor-8S-EV12-19.46 (AS4777-2 2020) | 8 | 2026-04-16 | 2027-12-31
GoodWe Technologies Co Ltd | GEH | GEH25-3U-10 (AS4777-2 2020) | 25 | 2024-05-29 | 2025-08-23
Sigenergy Technology Co Ltd | Sigen Energy Storage System | SigenStor-12S-EV25-32.16 (AS4777-2 2020) | 12 | 2026-04-16 | 2027-12-31
Fronius Australia Pty Ltd | Symo | Symo 12.5-3-M (AS4777-2 2020) | 12.5 | 2021-12-10 | 2026-12-09
VACON Ltd | VACON 100X | VACON0100-3L-0031-4-X | 14.9 | 2025-11-28 | 2027-08-07
Jiangsu Koyoe Energy Technology Co Ltd | GT | KY-3GT-20k0 (AS4777-2 2020) | 20 | 2022-09-12 | 2025-08-23
Fimer SpA | UNO | UNO-DM-3.3-TL-PLUS-B-Q (AS4777-2 2020) | 3.3 | 2022-02-04 | 2027-02-04
Sigenergy Technology Co Ltd | Sigen Energy Storage System | SigenStor-5T-48.2 (AS4777-2 2020) | 5 | 2026-04-16 | 2027-12-31
REAQUA PTY LTD | PS2 | PS2-1800 | 1.8 | 2023-04-13 | 2026-04-13
Shanghai SIGEN New Energy Technology Co Ltd | Sigen Energy Storage System | SigenStor-5T-EV25-13 (AS4777-2 2020) | 5 | 2025-08-19 | 2027-12-31
Hoymiles Power Electronics Inc | HIT-(5-20)L-G3-AU | HIT-12L-G3-AU (AS4777-2 2020) | 12 | 2026-07-30 | 2029-07-30
Shanghai SIGEN New Energy Technology Co Ltd | Sigen Energy Storage System | SigenStor-30T-EV25-34 (AS4777-2 2020) | 29.999 | 2025-08-19 | 2027-12-31
Fronius Australia Pty Ltd | Primo | Primo 6.0-1 (AS4777-2 2020) | 6 | 2021-12-01 | 2026-11-24
Dongguan Hinen New Energy Technology Co Ltd | H3000-EU - H6000-EU | H6000-EU (AS4777-2 2020) | 6 | 2024-02-13 | 2027-02-13
Sigenergy Technology Co Ltd | Sigen Hybrid Inverter | Sigen PV 99.9M1-HYB-AU (AS4777-2 2020) | 99.9 | 2026-01-29 | 2029-01-29
Shanghai SIGEN New Energy Technology Co Ltd | Sigen Energy Storage System | SigenStor-20T-EV25-26 (AS4777-2 2020) | 20 | 2025-08-19 | 2027-12-31
Guangzhou Sanjing Electric Co Ltd | H2 | H2-4K-S2 (AS4777-2 2020) | 4 | 2022-09-07 | 2029-04-16
SolaX Power Network Technology Zhejiang Co Ltd | X1 Fit | X1-Fit-4.6I (AS4777-2 2020) | 4.6 | 2022-02-09 | 2025-02-09
Sigenergy Technology Co Ltd | Sigen Energy Storage System | SigenStor-6S-EV12-23.46 (AS4777-2 2020) | 6 | 2026-04-16 | 2027-12-31
Sigenergy Technology Co Ltd | Sigen Energy Storage System | SigenStor-10S-40.22 (AS4777-2 2020) | 9.999 | 2026-04-16 | 2027-12-31
FOXESS CO LTD | T-G3 Series | T5-G3 (AS4777-2 2020) | 5 | 2025-03-07 | 2028-03-07
Sigenergy Technology Co Ltd | Sigen Energy Storage System | SigenStor-8S-EV25-34.2 (AS4777-2 2020) | 8 | 2026-04-16 | 2027-12-31
Sigenergy Technology Co Ltd | Sigen Energy Storage System | SigenStor-10S-EV12-9.04 (AS4777-2 2020) | 9.999 | 2026-04-16 | 2027-12-31
Sigenergy Technology Co Ltd | Sigen Energy Storage System | SigenStor-5S-EV12-30.2 (AS4777-2 2020) | 4.999 | 2026-04-16 | 2027-12-31
Sigenergy Technology Co Ltd | Sigen Energy Storage System | SigenStor-10S-19.46 (AS4777-2 2020) | 9.999 | 2026-04-16 | 2027-12-31
Guangzhou Sanjing Electric Co Ltd | R6 | R6-25K-T2-32-AUS (AS4777-2 2020) | 25 | 2023-11-09 | 2026-11-09
Sigenergy Technology Co Ltd | Sigen Energy Storage System | SigenStor-15T-EV25-33.22 (AS4777-2 2020) | 15 | 2026-04-16 | 2027-12-31
Shenzhen Growatt New Energy Co Ltd | SPH 3000-6000 TL-HUB | SPH 6000TL-HUB (AS4777-2 2020) | 6 | 2024-11-27 | 2027-11-27
Jinko Solar Co Ltd | JKS series | JKS-5HLVS-GI (AS4777-2 2020) | 5 | 2023-07-10 | 2025-08-23
Sigenergy Technology Co Ltd | Sigen Energy Storage System | SigenStor-10S-EV25-32.9 (AS4777-2 2020) | 9.999 | 2026-04-16 | 2027-12-31
Xiamen Kehua Digital Energy Tech Co Ltd | SPI-B2S | SPI3000-B2S (AS4777-2 2020) | 3 | 2023-12-13 | 2025-08-23
Ginlong Technologies Co Ltd | 4G | Solis-3P5K-4G-AU (AS4777-2 2020) | 5 | 2024-08-23 | 2025-08-23
Sigenergy Technology Co Ltd | Sigen Energy Storage System | SigenStor-10S-42.18 (AS4777-2 2020) | 9.999 | 2026-04-16 | 2027-12-31
CD Power Pty Ltd | SIERRA 25 | SIERRA 25 48/277 SHELF ECI | 12 | 2022-11-10 | 2025-12-25
Hiconics Eco-energy Drive Technology Co Ltd | MD | MD-HI5-SHO (AS4777-2 2020) | 5 | 2026-05-20 | 2029-04-30
Sigenergy Technology Co Ltd | Sigen Energy Storage System | SigenStor-8S-EV12-42.18 (AS4777-2 2020) | 8 | 2026-04-16 | 2027-12-31
SMA Australia Pty Ltd | Sunny Island | SI4.4M-13 | 3.3 | 2023-09-14 | 2027-03-14
Shanghai SIGEN New Energy Technology Co Ltd | Sigen Energy Storage System | SigenStor-30T-13 (AS4777-2 2020) | 29.999 | 2025-08-19 | 2027-12-31
Shanghai Sieyuan Watten Technology Co Ltd | H1 | SiH-10kW-TH-PRO (AS4777-2 2020) | 10 | 2025-09-24 | 2028-09-24
Each Energy Technology (Suzhou) Co Ltd | EET-M1 | EET6KPro-M1 (AS4777-2 2020) | 6 | 2023-03-16 | 2026-03-16
SUNSYNK AUSTRALIA PTY LTD | HYBRID INVERTER | SUNSYNK-5K-SG04LP1 (AS4777-2 2020) | 5 | 2022-05-16 | 2027-05-13
Shenzhen Growatt New Energy Co Ltd | SPF | SPF 3000T HVM-G2 (AS4777-2 2020) | 3 | 2024-08-01 | 2027-08-01
Sigenergy Technology Co Ltd | Sigen Energy Storage System | SigenStor-15T-EV12-9.04 (AS4777-2 2020) | 15 | 2026-04-16 | 2027-12-31
Shenzhen SOFARSOLAR Co Ltd | 3.3K-12KTL-X | SOFAR 5KTL-X (AS4777-2 2020) | 5 | 2022-07-07 | 2025-07-07
Sigenergy Technology Co Ltd | Sigen Energy Storage System | SigenStor-12S-49.34 (AS4777-2 2020) | 12 | 2026-04-16 | 2027-12-31
Sigenergy Technology Co Ltd | Sigen Energy Storage System | SigenStor-5S-20.44 (AS4777-2 2020) | 4.999 | 2026-04-16 | 2027-12-31
Hiconics Eco-energy Drive Technology Co Ltd | Powerinfi | MEI2-HT10H-AIO1 (AS4777-2 2020) | 9.9 | 2026-03-30 | 2029-03-30
Shanghai SIGEN New Energy Technology Co Ltd | Sigen Energy Storage System | SigenStor-5T-EV25-18 (AS4777-2 2020) | 5 | 2025-08-19 | 2027-12-31
Sigenergy Technology Co Ltd | Sigen Energy Storage System | SigenStor-10S-33.88 (AS4777-2 2020) | 9.999 | 2026-04-16 | 2027-12-31
Sigenergy Technology Co Ltd | Sigen Energy Storage System | SigenStor-6S-33.22 (AS4777-2 2020) | 6 | 2026-04-16 | 2027-12-31
Zhejiang Hyxi Technology Co Ltd | Single Phase Hybrid Inverter | HYX-H6K-HS (AS4777-2 2020) | 6 | 2024-08-09 | 2027-08-09
Shanghai SIGEN New Energy Technology Co Ltd | Sigen Energy Storage System | SigenStor-20T-EV25-21 (AS4777-2 2020) | 20 | 2025-08-19 | 2027-12-31
Shanghai SIGEN New Energy Technology Co Ltd | Sigen Energy Storage System | SigenStor-30T-EV12-16 (AS4777-2 2020) | 29.999 | 2025-08-19 | 2027-12-31
Fronius Australia Pty Ltd | Symo GEN24 Plus SC | Symo GEN24 8.0 Plus SC (AS4777-2 2020) | 8 | 2025-03-06 | 2028-03-06
ShenZhen Lux Power Technology Co Ltd | LXP-3-5KHybrid-NS | LXP-5KHybrid-NS (AS4777-2 2020) | 5 | 2022-09-01 | 2025-08-23
Ginlong Technologies Co Ltd | S6 | S6-EH1P3.6K-L-AU (AS4777-2 2020) | 3.6 | 2023-09-18 | 2026-09-18
SolarEdge Technologies Ltd | Three Phase Inverter | SE7K-AUB (AS4777-2 2020) | 7 | 2021-12-17 | 2026-12-17
AISWEI Technology (Shanghai) Co Ltd | ASW H-S2 | ASW6000H-S2 (AS4777-2 2020) | 6 | 2022-07-19 | 2029-01-22
8 Star Energy Pty Ltd | Force HS-AS Series | FORCE 3.7HS (AS4777-2 2020) | 3.68 | 2024-04-04 | 2027-04-04
Sigenergy Technology Co Ltd | Sigen Energy Storage System | SigenStor-10S-EV25-23.46 (AS4777-2 2020) | 9.999 | 2026-04-16 | 2027-12-31
Sigenergy Technology Co Ltd | Sigen Energy Storage System | SigenStor-5T-30.12 (AS4777-2 2020) | 5 | 2026-04-16 | 2027-12-31
Shenzhen SOFARSOLAR Co Ltd | ESI-5-12K-T1 | ESI-10K-T1 (AS4777-2 2020) | 10 | 2026-05-28 | 2029-05-28
SUNSYNK AUSTRALIA PTY LTD | THREE-PHASE HYBRID INVERTER | SUNSYNK-6K-SG01HP3-AU-AM2 (AS4777-2 2020) | 6 | 2025-10-31 | 2028-05-04
Shenzhen SOFARSOLAR Co Ltd | HYD ES series | HYD 3000-ES (AS4777-2 2020) | 3 | 2022-06-23 | 2025-06-23
Fronius Australia Pty Ltd | Symo GEN24 SC | Symo GEN24 5.0 SC (AS4777-2 2020) | 5 | 2025-10-03 | 2026-09-29
Clenergy Technology Co Ltd | TNK | TNK-6000-PV-E1 (AS4777-2 2020) | 6 | 2024-06-05 | 2027-06-05
Tesla Inc | Powerwall 3 AC with Backup Gateway 2 | 1707000-ACPW3-27 (AS4777-2 2020) | 5 | 2026-05-05 | 2027-12-31
Sigenergy Technology Co Ltd | Sigen Energy Storage System | SigenStor-10T-EV25-42.26 (AS4777-2 2020) | 9.999 | 2026-04-16 | 2027-12-31
Sigenergy Technology Co Ltd | Sigen Energy Storage System | SigenStor-6S-51.3 (AS4777-2 2020) | 6 | 2026-04-16 | 2027-12-31
Sigenergy Technology Co Ltd | Sigen Energy Storage System | SigenStor-6S-EV12-15.06 (AS4777-2 2020) | 6 | 2026-04-16 | 2027-12-31
Shenzhen SOFARSOLAR Co Ltd | ESI-5-12K-T1 | ESI-6.5K-T1 (AS4777-2 2020) | 6.5 | 2026-05-28 | 2029-05-28
Huawei Technologies Co Ltd | SUN2000-29.9/36/40KTL-M3 | SUN2000-40KTL-M3 (AS4777-2 2020) | 40 | 2022-02-16 | 2025-12-31
Ginlong Technologies Co Ltd | Mini Series | S5-GR1P3K-M (AS4777-2 2020) | 3 | 2024-07-27 | 2026-12-31
Sigenergy Technology Co Ltd | Sigen Energy Storage System | SigenStor-8S-54.24 (AS4777-2 2020) | 8 | 2026-04-16 | 2027-12-31
Sigenergy Technology Co Ltd | Sigen Energy Storage System | SigenStor-3S-19.8 (AS4777-2 2020) | 3 | 2026-04-16 | 2027-12-31
SolaX Power Network Technology (Zhe jiang) Co Ltd | X3 MIC | X3-MIC-6K-G2 (AS4777-2 2020) | 6 | 2022-07-01 | 2025-08-14
GoodWe Technologies Co Ltd | GEP 4-20KW Three Phase Series | GEP10-3-10 (AS4777-2 2020) | 10 | 2022-06-29 | 2026-09-30
Sigenergy Technology Co Ltd | Sigen Energy Storage System | SigenStor-12S-EV25-37.88 (AS4777-2 2020) | 12 | 2026-04-16 | 2027-12-31
Tesla Inc | Powerwall 3 and Expansions with Backup Gateway 2 | 1707000-10 kVA-13.5 (AS4777-2 2020) | 10 | 2025-08-19 | 2027-12-31
Sigenergy Technology Co Ltd | Sigen Energy Storage System | SigenStor-10S-EV12-33.88 (AS4777-2 2020) | 9.999 | 2026-04-16 | 2027-12-31
Shenzhen SOFARSOLAR Co Ltd | SOFAR 25-50KTLX-G3 | SOFAR 33KTLX-G3 (AS4777-2 2020) | 33 | 2025-09-02 | 2027-06-20
SolaX Power Network Technology Zhejiang Co Ltd | X1 Fit | X1-Fit-4.6E (AS4777-2 2020) | 4.6 | 2022-02-09 | 2025-02-09
Jinko Solar Co Ltd | SUNTANK | JKS-6HLVS-ABI (AS4777-2 2020) | 6 | 2022-06-03 | 2025-06-03
Sigenergy Technology Co Ltd | Sigen Energy Storage System | SigenStor-6S-9.04 (AS4777-2 2020) | 6 | 2026-04-16 | 2027-12-31
Fronius Australia Pty Ltd | Primo GEN24 Plus | Primo GEN24 10.0 Plus (AS4777-2 2020) | 9.999 | 2023-05-19 | 2029-08-14
NingBo Deye Inverter Technology Co Ltd | Three Phase Hybrid Inverter | SUN-20K-SG05LP3-AU-SM2 (AS4777-2 2020) | 20 | 2026-04-20 | 2029-04-20
AISWEI Technology Co Ltd | ASW SH | ASW010K-SH (AS4777-2 2020) | 9.999 | 2025-06-18 | 2028-06-18
Sigenergy Technology Co Ltd | Sigen Energy Storage System | SigenStor-10T-36.16 (AS4777-2 2020) | 9.999 | 2026-04-16 | 2027-12-31
SolaX Power Network Technology (Zhe jiang) Co Ltd | X1 Hybrid G4 | X1-Hybrid-5.0-D (AS4777-2 2020) | 4.999 | 2022-08-17 | 2027-05-24
Shanghai SIGEN New Energy Technology Co Ltd | Sigen Energy Storage System | SigenStor-8S-24 (AS4777-2 2020) | 8 | 2025-03-04 | 2027-12-31
Sigenergy Technology Co Ltd | Sigen Energy Storage System | SigenStor-8S-EV12-6.02 (AS4777-2 2020) | 8 | 2026-04-16 | 2027-12-31
NingBo Deye Inverter Technology Co Ltd | Grid-Connected PV Inverter | SUN-20K-G05-AU (AS4777-2 2020) | 25 | 2022-05-04 | 2027-04-20
Victron Energy BV | MultiPlus-II | MultiPlus-II 48/10000/140-100 230V | 10 | 2025-07-10 | 2028-07-10
Sigenergy Technology Co Ltd | Sigen Energy Storage System | SigenStor-10T-30.12 (AS4777-2 2020) | 9.999 | 2026-04-16 | 2027-12-31
Sigenergy Technology Co Ltd | Sigen Energy Storage System | SigenStor-5T-25.16 (AS4777-2 2020) | 5 | 2026-04-16 | 2027-12-31
Hoymiles Power Electronics Inc | HMS | HMS-800-2T (AS4777-2 2020) | 0.8 | 2023-02-13 | 2026-02-13
Sigenergy Technology Co Ltd | Sigen Energy Storage System | SigenStor-12S-EV12-40.22 (AS4777-2 2020) | 12 | 2026-04-16 | 2027-12-31
iPotisEdge Co Ltd | IPS Series | IPS-5K-L120-S (AS4777-2 2020) | 5 | 2024-12-16 | 2027-12-16
SUNSYNK AUSTRALIA PTY LTD | HYBRID INVERTER | SUNSYNK-10K-SG04LP3 (AS4777-2 2020) | 10 | 2022-05-16 | 2027-05-13
Guangzhou Sanjing Electric Co Ltd | R6 | R6-10K-S3 (AS4777-2 2020) | 10 | 2023-07-05 | 2026-07-05
Shenzhen Growatt New Energy Co Ltd | SPH | SPH 6000TL BL-UP (AS4777-2 2020) | 6 | 2024-06-25 | 2025-08-23
Sigenergy Technology Co Ltd | Sigen Energy Storage System | SigenStor-15T-EV25-22.48 (AS4777-2 2020) | 15 | 2026-04-16 | 2027-12-31
Sigenergy Technology Co Ltd | Sigen Energy Storage System | SigenStor-12S-EV12-31.52 (AS4777-2 2020) | 12 | 2026-04-16 | 2027-12-31
Pixii (Australia) Pty Ltd | PCM | PCM100-AM-F (AS4777-2 2020) | 100 | 2026-08-03 | 2029-08-03
Pylon Technologies Co Ltd | FH3X | FH3X-8K-HY-3P-20 (AS4777-2 2020) | 8 | 2025-11-14 | 2027-12-31
Tesla Inc | Powerwall 3 and Expansions with Backup Gateway 2 | 1707000-5 kVA-40.5 (AS4777-2 2020) | 5 | 2025-08-19 | 2027-12-31
Sungrow Power Supply Co Ltd | Residential | SH8.0RS (AS4777-2 2020) | 8 | 2023-05-13 | 2029-06-29
Sigenergy Technology Co Ltd | Sigen Energy Storage System | SigenStor-20T-EV12-33.14 (AS4777-2 2020) | 20 | 2026-04-16 | 2027-12-31
Sigenergy Technology Co Ltd | Sigen Energy Storage System | SigenStor-6S-EV12-34.2 (AS4777-2 2020) | 6 | 2026-04-16 | 2027-12-31
Shanghai SIGEN New Energy Technology Co Ltd | Sigen Energy Storage System | SigenStor-10T-8 (AS4777-2 2020) | 9.999 | 2024-10-03 | 2027-10-03
Sigenergy Technology Co Ltd | Sigen Energy Storage System | SigenStor-20T-EV25-26.14 (AS4777-2 2020) | 20 | 2026-04-16 | 2027-12-31
GoodWe Technologies Co Ltd | SDT G2 | GW10KAU-DT (AS4777-2 2020) | 10 | 2022-06-02 | 2026-09-30
Ginlong Technologies Co Ltd | S5 | S5-GR1P5K (AS4777-2 2020) | 5 | 2024-06-20 | 2027-06-20
SYL (NINGBO) BATTERY CO LTD | Risen Stack1 | SU72E36LM (AS4777-2 2020) | 36 | 2025-12-23 | 2027-12-31
Sigenergy Technology Co Ltd | Sigen Energy Storage System | SigenStor-5S-EV12-27.52 (AS4777-2 2020) | 4.999 | 2026-04-16 | 2027-12-31
Fronius Australia Pty Ltd | Verto | Verto 33.3 (AS4777-2 2020) | 33.3 | 2025-02-06 | 2028-02-06
Anker Innovations Limited | Anker SOLIX X1 | X1-P6K-B10-S (AS4777-2 2020) | 6 | 2024-10-04 | 2027-10-04
Sigenergy Technology Co Ltd | Sigen Energy Storage System | SigenStor-20T-15.06 (AS4777-2 2020) | 20 | 2026-04-16 | 2027-12-31
Sigenergy Technology Co Ltd | Sigen Energy Storage System | SigenStor-10S-15.06 (AS4777-2 2020) | 9.999 | 2026-04-16 | 2027-12-31
NingBo Deye Inverter Technology Co Ltd | Hybrid Inverter | SUN-3K-SG04LP1-AU (AS4777-2 2020) | 3 | 2022-08-15 | 2027-04-26
Sigenergy Technology Co Ltd | Sigen Energy Storage System | SigenStor-12S-EV12-33.88 (AS4777-2 2020) | 12 | 2026-04-16 | 2027-12-31
Sigenergy Technology Co Ltd | Sigen Energy Storage System | SigenStor-5S-EV12-32.5 (AS4777-2 2020) | 4.999 | 2026-04-16 | 2027-12-31
Fimer SpA | PVS | PVS-30-TL-SX (AS4777-2 2020) | 30 | 2022-06-16 | 2027-06-10
Sigenergy Technology Co Ltd | Sigen Energy Storage System | SigenStor-5T-EV12-9.04 (AS4777-2 2020) | 5 | 2026-04-16 | 2027-12-31
Ginlong Technologies Co Ltd | 5G | RHI-6K-48ES-5G (AS4777-2 2020) | 6 | 2022-05-13 | 2025-06-17
Fimer SpA | PVS-100-TL | PVS-100-TL-POWER MODULE + WB-S2-PVS-100-TL (AS4777-2 2020) | 100 | 2022-06-27 | 2025-06-27
Sigenergy Technology Co Ltd | Sigen Energy Storage System | SigenStor-10S-EV25-32.16 (AS4777-2 2020) | 9.999 | 2026-04-16 | 2027-12-31
Enertek Holdings Pty Ltd | HP-6 | HP-6M (AS4777-2 2020) | 3.6 | 2022-05-02 | 2025-03-14
SONNEN AUSTRALIA PTY LIMITED | sonnenBatterie Hybrid | sonnenBatterie Hybrid 9.53/12.5 (AS4777-2 2020) | 4.6 | 2022-08-12 | 2025-08-12
Sigenergy Technology Co Ltd | Sigen Energy Storage System | SigenStor-6S-40.96 (AS4777-2 2020) | 6 | 2026-04-16 | 2027-12-31
NingBo Deye Inverter Technology Co Ltd | Hybrid Inverter | SUN-10K-SG02LP1-AU-AM3 (AS4777-2 2020) | 9.999 | 2025-03-12 | 2028-03-12
Afore New Energy Technology (Shanghai) Co Ltd | Low Voltage Hybird Inverter | AF4.6K-SL (AS4777-2 2020) | 4.6 | 2023-06-13 | 2026-12-10
SolaX Power Network Technology Zhejiang Co Ltd | X1 Smart | X1-8.0-T-N (AS4777-2 2020) | 8 | 2022-04-28 | 2025-04-28
Solar Bos Pty Ltd | HS3 | HS3-5K-S2-W-P8-AUS (AS4777-2 2020) | 4.999 | 2026-06-19 | 2027-12-31
SolaX Power Network Technology (Zhe jiang) Co Ltd | X1-MINI G4 | X1-MINI-3.3K-G4 (AS4777-2 2020) | 3.3 | 2023-05-13 | 2026-09-25
Sunsynk Ltd | THREE-PHASE HYBRID INVERTER | SUNSYNK-50K-SG01HP3-AU-BM4 (AS4777-2 2020) | 50 | 2025-10-31 | 2028-02-08
GoodWe Technologies Co Ltd | PCS 125K | GW125K-PCS-N-G11 (AS4777-2 2020) | 125 | 2026-04-30 | 2029-04-30
Sigenergy Technology Co Ltd | Sigen Energy Storage System | SigenStor-8S-22.14 (AS4777-2 2020) | 8 | 2026-04-16 | 2027-12-31
Sigenergy Technology Co Ltd | Sigen Energy Storage System | SigenStor-12S-EV25-15.06 (AS4777-2 2020) | 12 | 2026-04-16 | 2027-12-31
Shanghai Chint Power Systems Co LTD | CPS SCA-T | CPS SCA20KTL-T1/EU (AS4777-2 2020) | 20 | 2023-08-29 | 2025-08-23
Shenzhen Growatt New Energy Co Ltd | MOD-XA | MOD 6000TL3-XA (AS4777-2 2020) | 6 | 2023-08-16 | 2026-08-16
Sigenergy Technology Co Ltd | Sigen Energy Storage System | SigenStor-12S-EV12-19.8 (AS4777-2 2020) | 12 | 2026-04-16 | 2027-12-31
SolaX Power Network Technology (Zhe jiang) Co Ltd | X3-MIC G2 | X3-MIC-8K-G2 (AS4777-2 2020) | 8 | 2025-08-15 | 2027-05-30
Sigenergy Technology Co Ltd | Sigen Energy Storage System | SigenStor-5T-EV12-19.8 (AS4777-2 2020) | 5 | 2026-04-16 | 2027-12-31
Sigenergy Technology Co Ltd | Sigen Energy Storage System | SigenStor-8S-EV12-44.22 (AS4777-2 2020) | 8 | 2026-04-16 | 2027-12-31
Shanghai SIGEN New Energy Technology Co Ltd | Sigen Energy Storage System | SigenStor-10S-EV12-32 (AS4777-2 2020) | 9.999 | 2025-03-14 | 2027-12-31
GCL Green Energy System Technology Co Ltd | Honor | RY-12K-AUP3 (AS4777-2 2020) | 12 | 2023-12-01 | 2025-08-23
Sigenergy Technology Co Ltd | Sigen Energy Storage System | SigenStor-5S-23.46 (AS4777-2 2020) | 4.999 | 2026-04-16 | 2027-12-31
Sigenergy Technology Co Ltd | Sigen Energy Storage System | SigenStor-5S-49.34 (AS4777-2 2020) | 4.999 | 2026-04-16 | 2027-12-31
Sigenergy Technology Co Ltd | Sigen Energy Storage System | SigenStor-8S-EV12-45.2 (AS4777-2 2020) | 8 | 2026-04-16 | 2027-12-31
Sigenergy Technology Co Ltd | Sigen Energy Storage System | SigenStor-12S-EV25-33.22 (AS4777-2 2020) | 12 | 2026-04-16 | 2027-12-31
GoodWe Technologies Co Ltd | XS PLUS+ | GW2000-XS-11 (AS4777-2 2020) | 2 | 2023-01-11 | 2025-08-23
Sigenergy Technology Co Ltd | Sigen Energy Storage System | SigenStor-12S-20.44 (AS4777-2 2020) | 12 | 2026-04-16 | 2027-12-31
Sigenergy Technology Co Ltd | Sigen Energy Storage System | SigenStor-8S-EV12-37.88 (AS4777-2 2020) | 8 | 2026-04-16 | 2027-12-31
Shenzhen Sinexcel Isuna Energy Technology Co Ltd | Isuna | Isuna 15000T (AS4777-2 2020) | 15 | 2025-08-22 | 2028-08-22
Shenzhen Growatt New Energy Co Ltd | MIN TL-XH2 | MIN 3600TL-XH2 (AS4777-2 2020) | 3.6 | 2024-07-10 | 2027-07-10
Fronius Australia Pty Ltd | Primo GEN24 | Primo GEN24 6.0 SC (AS4777-2 2020) | 6 | 2026-07-30 | 2029-07-30
Alpha ESS Co Ltd | Storion-SMILE-B3 | Storion-SMILE-B3 IV (AS4777-2 2020) | 3 | 2024-08-14 | 2027-01-27
Enphase Energy Inc | IQ8 | IQ8HC-72-M-INT (AS4777-2 2020) | 0.38 | 2023-07-13 | 2026-10-11
Sigenergy Technology Co Ltd | Sigen Energy Storage System | SigenStor-5S-15.06 (AS4777-2 2020) | 4.999 | 2026-04-16 | 2027-12-31
Sigenergy Technology Co Ltd | Sigen Energy Storage System | SigenStor-12S-46.32 (AS4777-2 2020) | 12 | 2026-04-16 | 2027-12-31
Sigenergy Technology Co Ltd | Sigen Energy Storage System | SigenStor-3S-EV12-26.14 (AS4777-2 2020) | 3 | 2026-04-16 | 2027-12-31
Sigenergy Technology Co Ltd | Sigen Energy Storage System | SigenStor-15T-50.32 (AS4777-2 2020) | 15 | 2026-04-16 | 2027-12-31
Hoymiles Power Electronics Inc | HMS | HMS-1800C-4T (AS4777-2 2020) | 1.8 | 2023-02-13 | 2025-08-23
Sigenergy Technology Co Ltd | Sigen Energy Storage System | SigenStor-10S-37.88 (AS4777-2 2020) | 9.999 | 2026-04-16 | 2027-12-31
Shenzhen Sinexcel Electric Co Ltd | PWS1-500kTL-EX | PWS1-500KTL-EX-1M1 (AS4777-2 2020) | 62.5 | 2023-04-26 | 2026-04-26
GoodWe Technologies Co Ltd | XS G3 | GW700-XS-30 (AS4777-2 2020) | 0.7 | 2024-09-24 | 2027-09-24
Fronius Australia Pty Ltd | Verto | Verto 25.0 (AS4777-2 2020) | 25 | 2025-02-06 | 2028-02-06
Sigenergy Technology Co Ltd | Sigen Energy Storage System | SigenStor-8S-EV12-15.06 (AS4777-2 2020) | 8 | 2026-04-16 | 2027-12-31
Sigenergy Technology Co Ltd | Sigen Energy Storage System | SigenStor-3S-46.92 (AS4777-2 2020) | 3 | 2026-04-16 | 2027-12-31
Sigenergy Technology Co Ltd | Sigen Energy Storage System | SigenStor-5S-EV12-9.04 (AS4777-2 2020) | 4.999 | 2026-04-16 | 2027-12-31
Sigenergy Technology Co Ltd | Sigen Energy Storage System | SigenStor-25T-EV12-27.12 (AS4777-2 2020) | 25 | 2026-04-16 | 2027-12-31
Ginlong Technologies Co Ltd | S6 | S6-EH3P30K-H-AU (AS4777-2 2020) | 30 | 2025-05-07 | 2028-05-07
Shanghai SIGEN New Energy Technology Co Ltd | Sigen Energy Storage System | SigenStor-12S-EV25-40 (AS4777-2 2020) | 12 | 2025-03-14 | 2027-12-31
Sigenergy Technology Co Ltd | Sigen Energy Storage System | SigenStor-10S-EV25-39.58 (AS4777-2 2020) | 9.999 | 2026-04-16 | 2027-12-31
Hoymiles Power Electronics Inc | HM | HM-600P (AS4777-2 2020) | 0.625 | 2023-01-18 | 2025-08-23
Altenergy Power System Inc | DS3D | DS3D-H-AU (AS4777-2 2020) | 2 | 2023-03-08 | 2025-11-23
Sigenergy Technology Co Ltd | Sigen Energy Storage System | SigenStor-20T-31.52 (AS4777-2 2020) | 20 | 2026-04-16 | 2027-12-31
Sigenergy Technology Co Ltd | Sigen Energy Storage System | SigenStor-10S-44.22 (AS4777-2 2020) | 9.999 | 2026-04-16 | 2027-12-31
Pylon Technologies Co Ltd | FH3X | FH3X-12K-HY-3P-20 (AS4777-2 2020) | 12 | 2025-11-14 | 2027-12-31
Fronius Australia Pty Ltd | Primo | Primo 3.6-1 (AS4777-2 2020) | 3.68 | 2021-12-01 | 2026-11-24
Sigenergy Technology Co Ltd | Sigen Energy Storage System | SigenStor-8S-42.92 (AS4777-2 2020) | 8 | 2026-04-16 | 2027-12-31
Sigenergy Technology Co Ltd | Sigen Energy Storage System | SigenStor-3S-51.3 (AS4777-2 2020) | 3 | 2026-04-16 | 2027-12-31
Hoymiles Power Electronics Inc | Energy Storage System | HiOne-12T-8B-G3-AU (AS4777-2 2020) | 12 | 2026-08-13 | 2027-12-31
Must Energy (Guangdong) Technology Co Ltd | PH11-(5-12)KL3-EU | PH11-10KL3-EU (AS4777-2 2020) | 10 | 2026-04-07 | 2029-04-07
Hoymiles Power Electronics Inc | HYT-HV | HYT-12.0HV-AUG1 (AS4777-2 2020) | 12 | 2023-09-27 | 2026-09-27
Sigenergy Technology Co Ltd | Sigen Energy Storage System | SigenStor-20T-24.1 (AS4777-2 2020) | 20 | 2026-04-16 | 2027-12-31
Sigenergy Technology Co Ltd | Sigen Energy Storage System | SigenStor-8S-27.52 (AS4777-2 2020) | 8 | 2026-04-16 | 2027-12-31
FOXESS Co Ltd | G | G9 (AS4777-2 2020) | 9 | 2022-09-27 | 2025-10-26
Sigenergy Technology Co Ltd | Sigen Energy Storage System | SigenStor-3S-5 (AS4777-2 2020) | 3 | 2025-09-11 | 2027-12-31
Sigenergy Technology Co Ltd | Sigen Energy Storage System | SigenStor-5T-EV12-35.18 (AS4777-2 2020) | 5 | 2026-04-16 | 2027-12-31
Shanghai SIGEN New Energy Technology Co Ltd | Sigen Energy Storage System | SigenStor-10T-48 (AS4777-2 2020) | 9.999 | 2024-10-03 | 2027-10-03
Sigenergy Technology Co Ltd | Sigen Energy Storage System | SigenStor-25T-EV25-15.06 (AS4777-2 2020) | 25 | 2026-04-16 | 2027-12-31
Sigenergy Technology Co Ltd | Sigen Energy Storage System | SigenStor-5S-32.16 (AS4777-2 2020) | 4.999 | 2026-04-16 | 2027-12-31
GoodWe Technologies Co Ltd | GEP | GEP9.9-3-AU10 (AS4777-2 2020) | 9.9 | 2024-04-12 | 2026-09-30
Sigenergy Technology Co Ltd | Sigen Energy Storage System | SigenStor-30T-25.16 (AS4777-2 2020) | 29.999 | 2026-04-16 | 2027-12-31
Dongguan Hinen New Energy Technology Co Ltd | A Series | AC5000S-E (AS4777-2 2020) | 4.999 | 2025-11-25 | 2028-11-25
Ginlong Technologies Co Ltd | S6 | S6-GR1P8K03-NV-ND-AU (AS4777-2 2020) | 8 | 2025-03-14 | 2028-03-14
Shenzhen SOFARSOLAR Co Ltd | N/A | SOFAR 10.5KTLM-G3 (AS4777-2 2020) | 10.5 | 2022-05-31 | 2026-12-15
Guangzhou Sanjing Electric Co Ltd | R5 | R5-0.7K-S1-15 (AS4777-2 2020) | 0.7 | 2022-06-28 | 2027-06-24
Sigenergy Technology Co Ltd | Sigen Energy Storage System | SigenStor-3S-EV12-43.24 (AS4777-2 2020) | 3 | 2026-04-16 | 2027-12-31
Sigenergy Technology Co Ltd | Sigen Energy Storage System | SigenStor-6S-EV12-33.22 (AS4777-2 2020) | 6 | 2026-04-16 | 2027-12-31
Shanghai SIGEN New Energy Technology Co Ltd | Sigen Energy Storage System | SigenStor-12S-EV12-8 (AS4777-2 2020) | 12 | 2025-03-14 | 2027-12-31
Sigenergy Technology Co Ltd | Sigen Energy Storage System | SigenStor-15T-33.22 (AS4777-2 2020) | 15 | 2026-04-16 | 2027-12-31
Sigenergy Technology Co Ltd | Sigen Energy Storage System | SigenStor-10S-EV12-37.88 (AS4777-2 2020) | 9.999 | 2026-04-16 | 2027-12-31
Ginlong Technologies Co Ltd | S5 | S5-GC33K-AU (AS4777-2 2020) | 33 | 2022-05-13 | 2026-12-02
Hoymiles Power Electronics Inc | Energy Storage System | HiOne-8T-16B-G3-AU (AS4777-2 2020) | 8 | 2026-08-13 | 2027-12-31
Ginlong Technologies Co Ltd | S6 | S6-EH1P3.6K-L-PLUS-AU (AS4777-2 2020) | 3.6 | 2024-08-02 | 2027-08-02
SUNSYNK AUSTRALIA PTY LTD | HYBRID INVERTER | SUNSYNK-12K-SG04LP3 (AS4777-2 2020) | 12 | 2022-05-16 | 2027-05-13
Sigenergy Technology Co Ltd | Sigen Energy Storage System | SigenStor-30T-EV25-26.14 (AS4777-2 2020) | 29.999 | 2026-04-16 | 2027-12-31
Shenzhen SOFARSOLAR Co Ltd | SOFAR 3.3K~12KTLX-G3 | SOFAR 12KTLX-G3 (AS4777-2 2020) | 12 | 2024-11-01 | 2026-06-08
SolaX Power Network Technology (Zhe jiang) Co Ltd | X3-PRO G2 | X3-PRO-15K-G2 (AS4777-2 2020) | 14.999 | 2025-07-16 | 2027-06-08
SolarEdge Technologies Ltd | Single Phase Inverter | SE6000H (AS4777-2 2020) | 6 | 2022-07-20 | 2027-01-17
Sigenergy Technology Co Ltd | Sigen Energy Storage System | SigenStor-10S-EV12-44.22 (AS4777-2 2020) | 9.999 | 2026-04-16 | 2027-12-31
GoodWe Technologies Co Ltd | ESA | GW6K-BHA-G20 (AS4777-2 2020) | 6 | 2026-08-19 | 2029-08-19
Shanghai SIGEN New Energy Technology Co Ltd | Sigen Energy Storage System | SigenStor-20T-EV12-21 (AS4777-2 2020) | 20 | 2025-08-19 | 2027-12-31
Sigenergy Technology Co Ltd | Sigen Energy Storage System | SigenStor-8S-EV25-36.16 (AS4777-2 2020) | 8 | 2026-04-16 | 2027-12-31
Solar Bos Pty Ltd | HS3 | HS3-5K-S2-W-P3-AUS (AS4777-2 2020) | 4.999 | 2026-06-19 | 2027-12-31
Sigenergy Technology Co Ltd | Sigen Energy Storage System | SigenStor-25T-EV12-41.28 (AS4777-2 2020) | 25 | 2026-04-16 | 2027-12-31
RedEarth Energy Storage Ltd | SRS | SRS-300 NS (AS4777-2 2020) | 10 | 2023-05-19 | 2025-08-23
Guangzhou Sanjing Electric Co Ltd | CHS2 | CHS2-29.9K-T4-256.0V/280Ah/64.4kWh (AS4777-2 2020) | 29.999 | 2025-04-08 | 2027-12-31
Enphase Energy Inc | IQ Battery 5P with FlexPhase | IQBATTERY-5P-3P-INT-2.50-3P (AS4777-2 2020) | 2.5 | 2025-07-31 | 2027-12-31
Sigenergy Technology Co Ltd | Sigen Energy Storage System | SigenStor-12S-40.96 (AS4777-2 2020) | 12 | 2026-04-16 | 2027-12-31
Shanghai SIGEN New Energy Technology Co Ltd | Sigen Energy Storage System | SigenStor-10T-EV12-18 (AS4777-2 2020) | 9.999 | 2025-08-19 | 2027-12-31
Sigenergy Technology Co Ltd | Sigen Energy Storage System | SigenStor-8S-21.08 (AS4777-2 2020) | 8 | 2026-04-16 | 2027-12-31
Shanghai SIGEN New Energy Technology Co Ltd | Sigen Energy Storage System | SigenStor-6S-13 (AS4777-2 2020) | 6 | 2024-06-05 | 2027-06-05
Sigenergy Technology Co Ltd | Sigen Energy Storage System | SigenStor-12S-36.56 (AS4777-2 2020) | 12 | 2026-04-16 | 2027-12-31
Shanghai SIGEN New Energy Technology Co Ltd | Sigen Energy Storage System | SigenStor-5T-EV12-13 (AS4777-2 2020) | 5 | 2025-08-19 | 2027-12-31
Sungrow Power Supply Co Ltd | Residential | SG5.0RS-ADA (AS4777-2 2020) | 4.999 | 2022-04-12 | 2028-07-07
Maxeon Solar Technologies Ltd | Reserve | RESERVE-INV-1-P5-L1-INT (AS4777-2 2020) | 5 | 2023-05-10 | 2026-05-10
Shenzhen Growatt New Energy Co Ltd | MOD | MOD 9000TL3-XH (AS4777-2 2020) | 9 | 2023-07-25 | 2026-10-23
Ginlong Technologies Co Ltd | 5G | Solis-36K-5G-AU (AS4777-2 2020) | 36 | 2022-05-26 | 2025-08-23
Smart Lifestyle Australia Pty Ltd | SLA-HB-S1 | SLA-HB-S1-3.8kW1P (AS4777-2 2020) | 3.8 | 2024-08-09 | 2026-06-17
CSI Solar Co Ltd | CSI-5K-1P | CSI-5K-S22002-E (AS4777-2 2020) | 5 | 2022-06-30 | 2025-06-16
Sigenergy Technology Co Ltd | Sigen Energy Storage System | SigenStor-8S-34.2 (AS4777-2 2020) | 8 | 2026-04-16 | 2027-12-31
Sigenergy Technology Co Ltd | Sigen Energy Storage System | SigenStor-5T-EV12-33.14 (AS4777-2 2020) | 5 | 2026-04-16 | 2027-12-31
Fimer SpA | PVS-100-TL | PVS-100-TL-POWER MODULE + WB-PVS-100-TL (AS4777-2 2020) | 100 | 2022-06-27 | 2025-06-27
CET Australia Pty Ltd | Sierra Hybrid System - 48Vdc | Hybrid Sierra System 48 VDC / 90 kVA (AS4777-2 2020) | 72 | 2025-11-07 | 2028-11-07
Sigenergy Technology Co Ltd | Sigen Energy Storage System | SigenStor-5S-EV12-24.1 (AS4777-2 2020) | 4.999 | 2026-04-16 | 2027-12-31
AISWEI Technology (Shanghai) Co Ltd | ASW -S-G2 | ASW3680-S-G2 (AS4777-2 2020) | 3.68 | 2022-10-25 | 2026-01-21
Sigenergy Technology Co Ltd | Sigen Energy Storage System | SigenStor-5T-EV25-45.2 (AS4777-2 2020) | 5 | 2026-04-16 | 2027-12-31
Sigenergy Technology Co Ltd | Sigen Energy Storage System | SigenStor-10S-46.58 (AS4777-2 2020) | 9.999 | 2026-04-16 | 2027-12-31
GoodWe Technologies Co Ltd | ESA | GW8K-BTA-G20 (AS4777-2 2020) | 8 | 2026-07-01 | 2029-07-01
SRNE Solar Co Ltd | HESP | HESP4846S100-H (AS4777-2 2020) | 4.6 | 2025-10-31 | 2028-10-31
Sigenergy Technology Co Ltd | Sigen Energy Storage System | SigenStor-5S-EV12-38.26 (AS4777-2 2020) | 4.999 | 2026-04-16 | 2027-12-31
Shenzhen Growatt New Energy Co Ltd | MID 10-40KTL3-X | MID 30KTL3-X-AU (AS4777-2 2020) | 30 | 2022-02-09 | 2025-08-15
Jiangsu Koyoe Energy Technology Co Ltd | H3 Series | KY-EST06KH (AS4777-2 2020) | 6 | 2022-09-15 | 2025-09-14
Sigenergy Technology Co Ltd | Sigen Energy Storage System | SigenStor-6S-19.8 (AS4777-2 2020) | 6 | 2026-04-16 | 2027-12-31
Sungrow Power Supply Co Ltd | Residential | SG2K5-S-NI (AS4777-2 2020) | 2.5 | 2022-06-28 | 2025-06-28
Sigenergy Technology Co Ltd | Sigen Energy Storage System | SigenStor-3S-EV12-45.2 (AS4777-2 2020) | 3 | 2026-04-16 | 2027-12-31
Sigenergy Technology Co Ltd | Sigen Energy Storage System | SigenStor-10T-EV25-39.16 (AS4777-2 2020) | 9.999 | 2026-04-16 | 2027-12-31
Sigenergy Technology Co Ltd | Sigen Energy Storage System | SigenStor-5S-35.58 (AS4777-2 2020) | 4.999 | 2026-04-16 | 2027-12-31
SMA Australia Pty Ltd | SUNNY ISLAND X | SI50-20 | 50 | 2025-10-24 | 2028-10-24
FOXESS CO LTD | H3 Plus | H3-60-Plus (AS4777-2 2020) | 60 | 2026-06-17 | 2029-06-17
Sigenergy Technology Co Ltd | Sigen Energy Storage System | SigenStor-5S-EV12-19.8 (AS4777-2 2020) | 4.999 | 2026-04-16 | 2027-12-31
SolarEdge Technologies Ltd | Single Phase Inverter | SE8250H-MM (AS4777-2 2020) | 8.25 | 2022-02-24 | 2027-01-17
SolaX Power Network Technology (Zhe jiang) Co Ltd | X3-AELIO | X3-AELIO-49.9K (AS4777-2 2020) | 49.9 | 2025-11-25 | 2028-11-25
FOXESS Co Ltd | 1K5-1P-HI | 1K5-1P-HI-8 (AS4777-2 2020) | 8 | 2025-05-29 | 2028-05-29
Sigenergy Technology Co Ltd | Sigen Energy Storage System | SigenStor-12S-EV12-38.6 (AS4777-2 2020) | 12 | 2026-04-16 | 2027-12-31
Wuxi Solinteg Power Co Ltd | Integ M Series | MHT-40K-100-P (AS4777-2 2020) | 40 | 2025-02-10 | 2028-02-10
Ginlong Technologies Co Ltd | 5G | Solis-40K-HV-5G-AU (AS4777-2 2020) | 40 | 2022-05-26 | 2025-08-23
Sigenergy Technology Co Ltd | Sigen Energy Storage System | SigenStor-8S-30.54 (AS4777-2 2020) | 8 | 2026-04-16 | 2027-12-31
FOXESS CO LTD | KH | KH7 (AS4777-2 2020) | 7 | 2025-06-13 | 2028-06-13
Sigenergy Technology Co Ltd | Sigen Energy Storage System | SigenStor-15T-EV12-42.18 (AS4777-2 2020) | 15 | 2026-04-16 | 2027-12-31
Sigenergy Technology Co Ltd | Sigen Energy Storage System | SigenStor-3S-42.26 (AS4777-2 2020) | 3 | 2026-04-16 | 2027-12-31
GoodWe Technologies Co Ltd | BTC | GW100K07-BTC (AS4777-2 2020) | 100 | 2023-08-14 | 2025-08-23
Shenzhen SOFARSOLAR Co Ltd | ESI | ESI 5K-S1 (AS4777-2 2020) | 5 | 2023-01-23 | 2027-09-20
Sigenergy Technology Co Ltd | Sigen Energy Storage System | SigenStor-20T-EV25-6.02 (AS4777-2 2020) | 20 | 2026-04-16 | 2027-12-31
Shanghai SIGEN New Energy Technology Co Ltd | Sigen Energy Storage System | SigenStor-20T-EV12-8 (AS4777-2 2020) | 20 | 2025-08-19 | 2027-12-31
Hiconics Eco-energy Drive Technology Co Ltd | Powerinfi | MH-HYIV10.0-THE-AU (AS4777-2 2020) | 9.9 | 2026-03-16 | 2029-03-16
Sigenergy Technology Co Ltd | Sigen Energy Storage System | SigenStor-10T-28.84 (AS4777-2 2020) | 9.999 | 2026-04-16 | 2027-12-31
Sigenergy Technology Co Ltd | Sigen Energy Storage System | SigenStor-25T-34.2 (AS4777-2 2020) | 25 | 2026-04-16 | 2027-12-31
Jiangsu Weiheng Intelligent Technology Co Ltd | Agave-TH | WH-TIA103 (AS4777-2 2020) | 10 | 2025-05-09 | 2028-05-09
Sigenergy Technology Co Ltd | Sigen Energy Storage System | SigenStor-5T-40.56 (AS4777-2 2020) | 5 | 2026-04-16 | 2027-12-31
Sigenergy Technology Co Ltd | Sigen Energy Storage System | SigenStor-8S-32.9 (AS4777-2 2020) | 8 | 2026-04-16 | 2027-12-31
Sigenergy Technology Co Ltd | Sigen Energy Storage System | SigenStor-15T-EV12-43.24 (AS4777-2 2020) | 15 | 2026-04-16 | 2027-12-31
Shenzhen GivEnergy Co Ltd | GivEnergy 3PH | GIV-3HY-8.0-HV (AS4777-2 2020) | 8 | 2025-05-14 | 2028-05-14
Sigenergy Technology Co Ltd | Sigen Energy Storage System | SigenStor-12S-27.86 (AS4777-2 2020) | 12 | 2026-04-16 | 2027-12-31
Sigenergy Technology Co Ltd | Sigen Energy Storage System | SigenStor-3S-32.5 (AS4777-2 2020) | 3 | 2026-04-16 | 2027-12-31
GoodWe Technologies Co Ltd | BTC | GW50K-BTC (AS4777-2 2020) | 50 | 2022-06-22 | 2025-06-22
Tesla Inc | Powerwall | AC Powerwall (AS4777-2 2020) | 5 | 2022-08-23 | 2025-08-23
Sigenergy Technology Co Ltd | Sigen Energy Storage System | SigenStor-10S-EV12-31.52 (AS4777-2 2020) | 9.999 | 2026-04-16 | 2027-12-31
Sigenergy Technology Co Ltd | Sigen Energy Storage System | SigenStor-5T-EV25-21.08 (AS4777-2 2020) | 5 | 2026-04-16 | 2027-12-31
Shenzhen SOFARSOLAR Co Ltd | 3.3K-12KTL-X | SOFAR 3.3KTL-X (AS4777-2 2020) | 3.3 | 2022-07-07 | 2025-07-07
RedEarth Energy Storage Ltd | SunRise 3 phase | SRS-321 (AS4777-2 2020) | 10 | 2023-11-10 | 2025-08-23
SolaX Power Network Technology (Zhe jiang) Co Ltd | X1 HYBRID | X1-Hybrid-3.0-N-I (AS4777-2 2020) | 3 | 2022-01-20 | 2025-03-03
Pylon Technologies Co Ltd | FHM | FHM-5K-HY-1P (AS4777-2 2020) | 5 | 2026-07-27 | 2029-07-27
FOXESS CO LTD | H1-G2 | H1-6.0-E-G2 (AS4777-2 2020) | 6 | 2024-01-03 | 2027-01-03
AISWEI Technology Co Ltd | ASW H-T2/T3 | ASW08kH-T3 (AS4777-2 2020) | 8 | 2024-07-22 | 2027-07-22
Sigenergy Technology Co Ltd | Sigen Energy Storage System | SigenStor-6S-24.1 (AS4777-2 2020) | 6 | 2026-04-16 | 2027-12-31
Shanghai SIGEN New Energy Technology Co Ltd | Sigen Energy Storage System | SigenStor-12S-EV12-40 (AS4777-2 2020) | 12 | 2025-03-14 | 2027-12-31
Shenzhen SOFARSOLAR Co Ltd | TLX-G3 | SOFAR 22KTLX-G3 (AS4777-2 2020) | 22 | 2022-06-24 | 2027-03-15
Sigenergy Technology Co Ltd | Sigen Energy Storage System | SigenStor-10S-47.64 (AS4777-2 2020) | 9.999 | 2026-04-16 | 2027-12-31
AISWEI Technology (Shanghai) Co Ltd | ASW-S-G2 | ASW3000-S-G2 (AS4777-2 2020) | 3 | 2026-01-22 | 2029-01-22
Shenzhen Growatt New Energy Co Ltd | MID 10-30KTL3-XH | MID 11KTL3-XH (AS4777-2 2020) | 11 | 2025-04-22 | 2028-04-22
NingBo Deye Inverter Technology Co Ltd | Hybrid inverter | SUN-7.6K-SG05LP1-AU (AS4777-2 2020) | 7.6 | 2022-09-05 | 2027-06-06
Sigenergy Technology Co Ltd | Sigen Energy Storage System | SigenStor-12S-EV12-32.5 (AS4777-2 2020) | 12 | 2026-04-16 | 2027-12-31
Asian Power Devices Inc | HB L1 | PV 5KHB-60 (AS4777-2 2020) | 5 | 2024-09-05 | 2025-08-23
Sigenergy Technology Co Ltd | Sigen Energy Storage System | SigenStor-10T-40.56 (AS4777-2 2020) | 9.999 | 2026-04-16 | 2027-12-31
Sigenergy Technology Co Ltd | Sigen Energy Storage System | SigenStor-5S-33.22 (AS4777-2 2020) | 4.999 | 2026-04-16 | 2027-12-31
FOXESS CO LTD | 1K5-HI-V1 | 1K5-HI-12-V1 (AS4777-2 2020) | 12 | 2025-04-11 | 2028-04-11
Sigenergy Technology Co Ltd | Sigen Energy Storage System | SigenStor-10S-45.6 (AS4777-2 2020) | 9.999 | 2026-04-16 | 2027-12-31
Sigenergy Technology Co Ltd | Sigen Energy Storage System | SigenStor-6S-30.12 (AS4777-2 2020) | 6 | 2026-04-16 | 2027-12-31
Sigenergy Technology Co Ltd | Sigen Energy Storage System | SigenStor-6S-EV12-35.58 (AS4777-2 2020) | 6 | 2026-04-16 | 2027-12-31
Shenzhen SOFARSOLAR Co Ltd | SOFAR 3.3K~12KTLX-G3 | SOFAR 6.6KTLX-G3 (AS4777-2 2020) | 6 | 2024-09-07 | 2026-06-08
Ginlong Technologies Co Ltd | S6 | S6-GR1P6K-S (AS4777-2 2020) | 6 | 2023-09-01 | 2026-10-16
Sigenergy Technology Co Ltd | Sigen Energy Storage System | SigenStor-8S-EV25-24.84 (AS4777-2 2020) | 8 | 2026-04-16 | 2027-12-31
Hoymiles Power Electronics Inc | Energy Storage System | HiOne-16T-48B-G3-AU (AS4777-2 2020) | 16 | 2026-08-13 | 2027-12-31
SolaX Power Network Technology (Zhe jiang) Co Ltd | X3-PRO G2 | X3-PRO-20K-G2 (AS4777-2 2020) | 20 | 2025-07-16 | 2027-06-08
Sigenergy Technology Co Ltd | Sigen Energy Storage System | SigenStor-5T-28.84 (AS4777-2 2020) | 5 | 2026-04-16 | 2027-12-31
Sigenergy Technology Co Ltd | Sigen Energy Storage System | SigenStor-6S-52.28 (AS4777-2 2020) | 6 | 2026-04-16 | 2027-12-31
Dongguan Hinen New Energy Technology Co Ltd | A Series | A5000S (AS4777-2 2020) | 4.999 | 2025-06-24 | 2028-06-24
Shanghai SIGEN New Energy Technology Co Ltd | Sigen Energy Storage System | SigenStor-15T-24 (AS4777-2 2020) | 15 | 2024-10-03 | 2027-10-03
Dongguan Hinen New Energy Technology Co Ltd | H12000 | H10000H-EU (AS4777-2 2020) | 10 | 2024-12-11 | 2027-12-11
Sigenergy Technology Co Ltd | Sigen Energy Storage System | SigenStor-15T-36.16 (AS4777-2 2020) | 15 | 2026-04-16 | 2027-12-31
Sigenergy Technology Co Ltd | Sigen Energy Storage System | SigenStor-10T-EV25-31.52 (AS4777-2 2020) | 9.999 | 2026-04-16 | 2027-12-31
Ginlong Technologies Co Ltd | 4G | Solis-3P15K-4G (AS4777-2 2020) | 15 | 2024-08-23 | 2025-08-23
NOARK Electrics (Shanghai) Co Ltd | Ex9N-DH | Ex9N-DH-3KS-AU (AS4777-2 2020) | 3 | 2023-11-08 | 2026-11-08
Afore New Energy Technology (Shanghai) Co Ltd | AFx-TH | AF6K-TH (AS4777-2 2020) | 6 | 2025-12-02 | 2028-10-12
Huawei Technologies Co Ltd | SUN2000-2/3/4/4.6/5/6KTL-L1 | SUN2000-6KTL-L1 (AS4777-2 2020) | 6 | 2022-05-16 | 2025-12-31
Sigenergy Technology Co Ltd | Sigen Energy Storage System | SigenStor-3S-38.6 (AS4777-2 2020) | 3 | 2026-04-16 | 2027-12-31
Sigenergy Technology Co Ltd | Sigen Energy Storage System | SigenStor-5S-EV12-21.08 (AS4777-2 2020) | 4.999 | 2026-04-16 | 2027-12-31
Shanghai SIGEN New Energy Technology Co Ltd | Sigen Energy Storage System | SigenStor-10T-EV12-13 (AS4777-2 2020) | 9.999 | 2025-08-19 | 2027-12-31
Sigenergy Technology Co Ltd | Sigen Energy Storage System | SigenStor-3S-43.64 (AS4777-2 2020) | 3 | 2026-04-16 | 2027-12-31
Sigenergy Technology Co Ltd | Sigen Energy Storage System | SigenStor-30T-51.22 (AS4777-2 2020) | 29.999 | 2026-04-16 | 2027-12-31
Panasonic New Zealand Limited | N/A | SV-LV ESS G3 16.2-1(5.37kWh) (AS4777-2 2020) | 5 | 2025-07-24 | 2027-12-31
Sigenergy Technology Co Ltd | Sigen Energy Storage System | SigenStor-8S-38.26 (AS4777-2 2020) | 8 | 2026-04-16 | 2027-12-31
Xiamen Kehua Digital Energy Tech Co Ltd | SPI-B2S | SPI6000-B2S (AS4777-2 2020) | 6 | 2023-12-13 | 2025-08-23
REAQUA PTY LTD | PS2 | PS2-200 | 0.3 | 2023-04-13 | 2026-04-13
Sigenergy Technology Co Ltd | Sigen Energy Storage System | SigenStor-12S-36.9 (AS4777-2 2020) | 12 | 2026-04-16 | 2027-12-31
Dongguan Hinen New Energy Technology Co Ltd | A Series | A15000T (AS4777-2 2020) | 15 | 2025-08-21 | 2028-08-21
Shanghai SIGEN New Energy Technology Co Ltd | Sigen Energy Storage System | SigenStor-10T-21 (AS4777-2 2020) | 9.999 | 2025-08-19 | 2027-12-31
Sigenergy Technology Co Ltd | Sigen Energy Storage System | SigenStor-10T-34.2 (AS4777-2 2020) | 9.999 | 2026-04-16 | 2027-12-31
GD Midea Air-conditioning Equipment Co Ltd | M1 Series | M1-T5K (AS4777-2 2020) | 5 | 2025-08-05 | 2028-08-05
Solar Bos Pty Ltd | HS2 | HS2-6K-S2-1 4G (AS4777-2 2020) | 6 | 2023-10-30 | 2027-04-30
Sigenergy Technology Co Ltd | Sigen Energy Storage System | SigenStor-30T-51.3 (AS4777-2 2020) | 29.999 | 2026-04-16 | 2027-12-31
Sigenergy Technology Co Ltd | Sigen Energy Storage System | SigenStor-8S-46.92 (AS4777-2 2020) | 8 | 2026-04-16 | 2027-12-31
Sigenergy Technology Co Ltd | Sigen Energy Storage System | SigenStor-10S-EV12-40.22 (AS4777-2 2020) | 9.999 | 2026-04-16 | 2027-12-31
Sigenergy Technology Co Ltd | Sigen Energy Storage System | SigenStor-10S-EV12-39.16 (AS4777-2 2020) | 9.999 | 2026-04-16 | 2027-12-31
Sigenergy Technology Co Ltd | Sigen Energy Storage System | SigenStor-6S-48.28 (AS4777-2 2020) | 6 | 2026-04-16 | 2027-12-31
Zhejiang Hyxi Technology Co Ltd | Single Phase Hybrid Inverter | HYX-H4K6-HS (AS4777-2 2020) | 4.6 | 2024-08-09 | 2027-08-09
TEMPO (AUST) PTY LTD | HBI | AS-6KW-HBI (AS4777-2 2020) | 6 | 2025-11-10 | 2027-10-27
Sigenergy Technology Co Ltd | Sigen Energy Storage System | SigenStor-10T-EV12-25.16 (AS4777-2 2020) | 9.999 | 2026-04-16 | 2027-12-31
Shenzhen Sinexcel Electric Co Ltd | PWS1-500KTL-EX | PWS1-500KTL-EX-3M1 (AS4777-2 2020) | 187.5 | 2023-04-26 | 2026-04-26
Redx Technology Australia Pty Ltd | RX-5000Plus Series | RX-5006Plus (AS4777-2 2020) | 5 | 2025-02-03 | 2027-12-31
Sigenergy Technology Co Ltd | Sigen Energy Storage System | SigenStor-30T-49.6 (AS4777-2 2020) | 29.999 | 2026-04-16 | 2027-12-31
Sigenergy Technology Co Ltd | Sigen Energy Storage System | SigenStor-12S-EV25-24.1 (AS4777-2 2020) | 12 | 2026-04-16 | 2027-12-31
Guangzhou Sanjing Electric Co Ltd | R6 | R6-8K-T2-32-AUS (AS4777-2 2020) | 8 | 2023-11-09 | 2026-11-09
Sigenergy Technology Co Ltd | Sigen Energy Storage System | SigenStor-5S-EV12-42.26 (AS4777-2 2020) | 4.999 | 2026-04-16 | 2027-12-31
Tesla Inc | Powerwall 3 AC with Backup Gateway 2 | 1707000-ACPW3-54 (AS4777-2 2020) | 5 | 2026-05-05 | 2027-12-31
Guangzhou Sanjing Electric Co Ltd | R6 | R6-10K-S3-A (AS4777-2 2020) | 9.999 | 2023-11-01 | 2026-11-01
Sigenergy Technology Co Ltd | Sigen Energy Storage System | SigenStor-3S-24.1 (AS4777-2 2020) | 3 | 2026-04-16 | 2027-12-31
Guangzhou Sanjing Electric Co Ltd | H2 | H2-20K-T3-AU (AS4777-2 2020) | 20 | 2025-04-14 | 2028-04-14
iPotisEdge Co Ltd | IPS Series | IPS-5K-L60-S (AS4777-2 2020) | 5 | 2024-12-16 | 2027-12-16
Sigenergy Technology Co Ltd | Sigen Energy Storage System | SigenStor-12S-EV12-27.12 (AS4777-2 2020) | 12 | 2026-04-16 | 2027-12-31
Afore New Energy Technology (Shanghai) Co Ltd | Low Voltage Hybird Inverter | AF3K-SL-1 (AS4777-2 2020) | 3 | 2023-06-13 | 2026-12-10
SYL (NINGBO) BATTERY CO LTD | Risen Stack1 | SU108E54LM (AS4777-2 2020) | 54 | 2025-12-23 | 2027-12-31
Sigenergy Technology Co Ltd | Sigen Energy Storage System | SigenStor-6S-EV12-31.18 (AS4777-2 2020) | 6 | 2026-04-16 | 2027-12-31
Asian Power Devices Inc | AC L1 | PV 4K6AC (AS4777-2 2020) | 4.6 | 2023-04-24 | 2025-08-23
Shanghai SIGEN New Energy Technology Co Ltd | Sigen Energy Storage System | SigenStor-10T-EV12-8 (AS4777-2 2020) | 9.999 | 2025-08-19 | 2027-12-31
Sigenergy Technology Co Ltd | Sigen Energy Storage System | SigenStor-30T-EV25-41.28 (AS4777-2 2020) | 29.999 | 2026-04-16 | 2027-12-31
Sigenergy Technology Co Ltd | Sigen Energy Storage System | SigenStor-6S-46.32 (AS4777-2 2020) | 6 | 2026-04-16 | 2027-12-31
Sigenergy Technology Co Ltd | Sigen Energy Storage System | SigenStor-5T-45.2 (AS4777-2 2020) | 5 | 2026-04-16 | 2027-12-31
Sigenergy Technology Co Ltd | Sigen Energy Storage System | SigenStor-10T-50.32 (AS4777-2 2020) | 9.999 | 2026-04-16 | 2027-12-31
SUNSYNK AUSTRALIA PTY LTD | THREE-PHASE HYBRID INVERTER | SUNSYNK-29.9K-SG01HP3-AU-BM3-C2 (AS4777-2 2020) | 29.9 | 2025-08-20 | 2028-08-20
SolaX Power Network Technology (Zhe jiang) Co Ltd | X3-PRO G2 | X3-PRO-12K-G2 (AS4777-2 2020) | 12 | 2025-07-16 | 2027-06-08
Sigenergy Technology Co Ltd | Sigen Energy Storage System | SigenStor-15T-EV25-18.08 (AS4777-2 2020) | 15 | 2026-04-16 | 2027-12-31
SMA Australia Pty Ltd | Sunny Island | SI6.0H-13 | 4.6 | 2023-09-14 | 2027-03-14
SONNEN AUSTRALIA PTY LIMITED | sonnenBatterie Hybrid | sonnenBatterie Hybrid 9.53/2.5 + sonnenProtect (AS4777-2 2020) | 4.6 | 2022-08-12 | 2025-08-12
Shenzhen Growatt New Energy Co Ltd | MIN TL-XH2 | MIN 4200TL-XH2 (AS4777-2 2020) | 4.2 | 2024-07-10 | 2027-07-10
Sigenergy Technology Co Ltd | Sigen Energy Storage System | SigenStor-5T-EV12-24.1 (AS4777-2 2020) | 5 | 2026-04-16 | 2027-12-31
Sigenergy Technology Co Ltd | Sigen Energy Storage System | SigenStor-6S-20.44 (AS4777-2 2020) | 6 | 2026-04-16 | 2027-12-31
Dongguan Hinen New Energy Technology Co Ltd | A Series | A3600S-E (AS4777-2 2020) | 3.6 | 2025-06-24 | 2028-06-24
Sigenergy Technology Co Ltd | Sigen Energy Storage System | SigenStor-5S-48.2 (AS4777-2 2020) | 4.999 | 2026-04-16 | 2027-12-31
GoodWe Technologies Co Ltd | HT | GW120K-HT (AS4777-2 2020) | 120 | 2022-05-31 | 2026-09-10
Sigenergy Technology Co Ltd | Sigen Energy Storage System | SigenStor-15T-EV25-15.06 (AS4777-2 2020) | 15 | 2026-04-16 | 2027-12-31
Redx Technology Australia Pty Ltd | RX-7000Plus Series | RX-7010Plus (AS4777-2 2020) | 7 | 2025-02-03 | 2027-12-31
Asian Power Devices Inc | PV H3 | PV 20KTL-D3/G2 (AS4777-2 2020) | 20 | 2023-02-23 | 2025-08-23
Wuxi Solinteg Power Co Ltd | M2HT-25-50K-150 | M2HT-29.9K-150 (AS4777-2 2020) | 29.9 | 2026-03-06 | 2029-03-06
Solar Bos Pty Ltd | AS3 | AS3-10K-T-W-P2-AUS (AS4777-2 2020) | 10 | 2026-06-19 | 2027-12-31
Shanghai SIGEN New Energy Technology Co Ltd | Sigen Energy Storage System | SigenStor-10S-EV25-24 (AS4777-2 2020) | 9.999 | 2025-03-14 | 2027-12-31
Shenzhen Sinexcel Isuna Energy Technology Co Ltd | Isuna | Isuna 20000T (AS4777-2 2020) | 20 | 2025-08-22 | 2028-08-22
GoodWe Technologies Co Ltd | DNS | GW3000T-DS (AS4777-2 2020) | 3 | 2022-06-03 | 2025-06-03
Ginlong Technologies Co Ltd | S5 | S5-GR3P6K-AU (AS4777-2 2020) | 6 | 2024-08-23 | 2026-10-21
Sigenergy Technology Co Ltd | Sigen Energy Storage System | SigenStor-25T-39.16 (AS4777-2 2020) | 25 | 2026-04-16 | 2027-12-31
Sigenergy Technology Co Ltd | Sigen Energy Storage System | SigenStor-8S-EV25-20.44 (AS4777-2 2020) | 8 | 2026-04-16 | 2027-12-31
Sigenergy Technology Co Ltd | Sigen Energy Storage System | SigenStor-5S-34.2 (AS4777-2 2020) | 4.999 | 2026-04-16 | 2027-12-31
Fimer SpA | PVS | PVS-10-TL-SY (AS4777-2 2020) | 10 | 2022-06-15 | 2027-06-10
NingBo Deye Inverter Technology Co Ltd | Three Phase String Inverter | SUN-6K-G05-AU (AS4777-2 2020) | 6 | 2023-06-22 | 2027-07-19
Anker Innovations Limited | Anker SOLIX X1 | X1-P6K-B25-S (AS4777-2 2020) | 6 | 2024-10-04 | 2027-10-04
SolaX Power Network Technology Zhejiang Co Ltd | X1 Fit | X1-Fit-3.7E (AS4777-2 2020) | 3.68 | 2022-02-09 | 2025-02-09
Shanghai SIGEN New Energy Technology Co Ltd | Sigen Energy Storage System | SigenStor-10S-32 (AS4777-2 2020) | 9.999 | 2025-03-04 | 2027-12-31
Ecoflow Inc. | EcoFlow OCEAN 2 | EF HD-P1-9K9-S2A (AS4777-2 2020) | 9.999 | 2026-07-08 | 2029-07-08
Delta Electronics Inc | HXE | H10E (AS4777-2 2020) | 9.2 | 2022-08-29 | 2025-08-23
8 Star Energy Pty Ltd | Force HT+ Series | Force 9.9HT+ (AS4777-2 2020) | 9.9 | 2026-02-25 | 2029-02-25
AISWEI Technology Co Ltd | ASW S-A | ASW6000-S-A (AS4777-2 2020) | 6 | 2024-07-22 | 2027-05-09
FOXESS CO LTD | H3-Pro | H3-Pro-30.0 (AS4777-2 2020) | 30 | 2026-01-21 | 2029-01-21
Sigenergy Technology Co Ltd | Sigen Energy Storage System | SigenStor-8S-EV25-32.16 (AS4777-2 2020) | 8 | 2026-04-16 | 2027-12-31
Sungrow Power Supply Co Ltd | Residential | SG8.0RS (AS4777-2 2020) | 8 | 2022-04-12 | 2028-07-07
Dyness Digital Energy Technology Co Ltd | Cygni | Cygni 8.0HS-M6 (AS4777-2 2020) | 8 | 2025-10-15 | 2027-12-31
Sigenergy Technology Co Ltd | Sigen Energy Storage System | SigenStor-8S-42.26 (AS4777-2 2020) | 8 | 2026-04-16 | 2027-12-31
Zhejiang Hyxi Technology Co Ltd | Single Phase Hybrid Inverter | HYX-H5K-HS (AS4777-2 2020) | 5 | 2024-08-09 | 2027-08-09
Shanghai SIGEN New Energy Technology Co Ltd | Sigen Energy Storage System | SigenStor-20T-13 (AS4777-2 2020) | 20 | 2024-10-03 | 2027-10-03
Sigenergy Technology Co Ltd | Sigen Energy Storage System | SigenStor-10T-52.28 (AS4777-2 2020) | 9.999 | 2026-04-16 | 2027-12-31
Sigenergy Technology Co Ltd | Sigen Energy Storage System | SigenStor-3S-EV12-42.26 (AS4777-2 2020) | 3 | 2026-04-16 | 2027-12-31
FOXESS Co Ltd | G | G8 (AS4777-2 2020) | 8 | 2022-09-27 | 2025-10-26
Shenzhen SOFARSOLAR Co Ltd | HYD 3-6K-EP | HYD 3680-EP (AS4777-2 2020) | 3.68 | 2022-07-18 | 2025-07-18
Sigenergy Technology Co Ltd | Sigen Energy Storage System | SigenStor-5T-EV25-41.28 (AS4777-2 2020) | 5 | 2026-04-16 | 2027-12-31
FOXESS CO LTD | AC1-G2 | AC1-6.0-E-G2 (AS4777-2 2020) | 6 | 2024-01-03 | 2027-01-03
Hoymiles Power Electronics Inc | HYS-LV | HYS-4.6LV-AUG1 (AS4777-2 2020) | 4.6 | 2023-09-27 | 2026-09-27
Ginlong Technologies Co Ltd | S5 | S5-EH1P4.6K-L (AS4777-2 2020) | 4.6 | 2022-06-23 | 2028-04-09
Xiamen Kehua Digital Energy Tech Co Ltd | iStoragE1 | iStoragE1 6000 (AS4777-2 2020) | 6 | 2023-12-13 | 2025-08-23
Shanghai SIGEN New Energy Technology Co Ltd | Sigen Energy Storage System | SigenStor-30T-EV25-21 (AS4777-2 2020) | 29.999 | 2025-08-19 | 2027-12-31
Sigenergy Technology Co Ltd | Sigen Energy Storage System | SigenStor-10T-EV12-21.08 (AS4777-2 2020) | 9.999 | 2026-04-16 | 2027-12-31
Sigenergy Technology Co Ltd | Sigen Energy Storage System | SigenStor-12S-EV12-29.48 (AS4777-2 2020) | 12 | 2026-04-16 | 2027-12-31
SolaX Power Network Technology (Zhe jiang) Co Ltd | X3-MIC G2 | X3-MIC-12K-G2 (AS4777-2 2020) | 12 | 2025-08-15 | 2027-05-30
ShenZhen HNergy Co Ltd | ES-series | HNESPS125-34M0 (AS4777-2 2020) | 125 | 2026-04-23 | 2029-04-23
Fronius Australia Pty Ltd | Symo GEN24 Plus SC | Symo GEN24 10.0 Plus SC (AS4777-2 2020) | 9.999 | 2025-03-06 | 2028-03-06
iStore (QLD) Pty Ltd | IS-INV-3PH | IS-INV-40000-3PH (AS4777-2 2020) | 40 | 2024-05-24 | 2027-05-24
Sigenergy Technology Co Ltd | Sigen Energy Storage System | SigenStor-15T-EV25-34.2 (AS4777-2 2020) | 15 | 2026-04-16 | 2027-12-31
Sigenergy Technology Co Ltd | Sigen Energy Storage System | SigenStor-8S-EV25-36.56 (AS4777-2 2020) | 8 | 2026-04-16 | 2027-12-31
Sigenergy Technology Co Ltd | Sigen Energy Storage System | SigenStor-3S-46.66 (AS4777-2 2020) | 3 | 2026-04-16 | 2027-12-31
Tesla Inc | Powerwall 3 and Expansions with Backup Gateway 2 | 1707000-11.04 kVA-13.5 (AS4777-2 2020) | 11.04 | 2025-08-19 | 2027-12-31
Fronius Australia Pty Ltd | Eco | Eco 27.0-3-S (AS4777-2 2020) | 27 | 2021-12-01 | 2026-11-24
Shenzhen SOFARSOLAR Co Ltd | N/A | SOFAR 9KTLM-G3 (AS4777-2 2020) | 9 | 2022-05-31 | 2026-12-15
NingBo Deye Inverter Technology Co Ltd | Hybrid Inverter | SUN-12K-SG04LP3-AU (AS4777-2 2020) | 12 | 2022-05-09 | 2027-04-28
Sigenergy Technology Co Ltd | Sigen Energy Storage System | SigenStor-5S-EV12-38.6 (AS4777-2 2020) | 4.999 | 2026-04-16 | 2027-12-31
Fronius Australia Pty Ltd | Verto | Verto 20.0 (AS4777-2 2020) | 20 | 2026-02-05 | 2029-02-05
Delta Electronics Inc | Inverter Energy System | H5E_220 (AS4777-2 2020) | 5 | 2022-06-14 | 2025-06-14
GCL Green Energy System Technology Co Ltd | Honor | RY-3KV-AUP1 (AS4777-2 2020) | 3 | 2023-12-01 | 2025-08-23
GoodWe Technologies Co Ltd | MS G3 | GW5000-MS-30 (AS4777-2 2020) | 5 | 2023-05-19 | 2026-11-15
Delta Electronics Inc | AiO Box | AIOC279K125L (AS4777-2 2020) | 125 | 2026-08-19 | 2027-12-31
Sigenergy Technology Co Ltd | Sigen Energy Storage System | SigenStor-30T-21.08 (AS4777-2 2020) | 29.999 | 2026-04-16 | 2027-12-31
Suzhou Bytewatt Technology Co Ltd | BW | BW-INV-SPH5K (AS4777-2 2020) | 5 | 2023-05-22 | 2026-11-18
Wuxi Solinteg Power Co Ltd | Integ M Series | MHT-5K-25 (AS4777-2 2020) | 5 | 2025-02-10 | 2029-07-19
Sigenergy Technology Co Ltd | Sigen Energy Storage System | SigenStor-12S-36.16 (AS4777-2 2020) | 12 | 2026-04-16 | 2027-12-31
Shanghai SIGEN New Energy Technology Co Ltd | Sigen Energy Storage System | SigenStor-30T-EV12-34 (AS4777-2 2020) | 29.999 | 2025-08-19 | 2027-12-31
Sigenergy Technology Co Ltd | Sigen Energy Storage System | SigenStor-8S-EV25-23.46 (AS4777-2 2020) | 8 | 2026-04-16 | 2027-12-31
Shanghai SIGEN New Energy Technology Co Ltd | Sigen Energy Storage System | SigenStor-25T-EV12-8 (AS4777-2 2020) | 25 | 2025-08-19 | 2027-12-31
GoodWe Technologies Co Ltd | EH | GW3600-EH (AS4777-2 2020) | 3.6 | 2022-06-08 | 2025-06-08
Shanghai SIGEN New Energy Technology Co Ltd | Sigen Energy Storage System | SigenStor-15T-EV12-32 (AS4777-2 2020) | 15 | 2025-08-19 | 2027-12-31
Sigenergy Technology Co Ltd | Sigen Energy Storage System | SigenStor-30T-EV12-36.16 (AS4777-2 2020) | 29.999 | 2026-04-16 | 2027-12-31
Huawei Technologies Co Ltd | SUN2000-29.9/36/40KTL-M3 | SUN2000-36KTL-M3 (AS4777-2 2020) | 36 | 2022-02-16 | 2025-12-31
Shanghai SIGEN New Energy Technology Co Ltd | Sigen Energy Storage System | SigenStor-20T-EV25-18 (AS4777-2 2020) | 20 | 2025-08-19 | 2027-12-31
Shanghai SIGEN New Energy Technology Co Ltd | Sigen Hybrid Inverter | Sigen Hybrid 15.0 TP AU (AS4777-2 2020) | 15 | 2025-04-07 | 2028-04-07
Fronius Australia Pty Ltd | Symo | Symo 10.0-3-M (AS4777-2 2020) | 10 | 2021-12-10 | 2026-12-09
SUNSYNK AUSTRALIA PTY LTD | HYBRID INVERTER | SUNSYNK-14K-SG01LP1 (AS4777-2 2020) | 14 | 2025-08-18 | 2028-07-31
Sigenergy Technology Co Ltd | Sigen Energy Storage System | SigenStor-25T-EV12-42.26 (AS4777-2 2020) | 25 | 2026-04-16 | 2027-12-31
Shanghai SIGEN New Energy Technology Co Ltd | Sigen Energy Storage System | SigenStor-20T-EV25-13 (AS4777-2 2020) | 20 | 2025-08-19 | 2027-12-31
Sigenergy Technology Co Ltd | Sigen Energy Storage System | SigenStor-5T-EV12-36.16 (AS4777-2 2020) | 5 | 2026-04-16 | 2027-12-31
Sigenergy Technology Co Ltd | Sigen Energy Storage System | SigenStor-20T-EV12-40.56 (AS4777-2 2020) | 20 | 2026-04-16 | 2027-12-31
Victron Energy BV | MultiPlus-II | MultiPlus-II 48/3000/35-32 230V AU (AS4777-2 2020) | 3 | 2024-08-23 | 2027-08-23
Dongguan Hinen New Energy Technology Co Ltd | H3000-EU - H6000-EU | H4600-EU (AS4777-2 2020) | 4.6 | 2024-02-13 | 2027-02-13
AISWEI Technology Co Ltd | ASW H-T2/T3-O | ASW05kH-T2-O (AS4777-2 2020) | 5 | 2024-07-22 | 2027-07-22
Delta Electronics Inc | HXE | H8E (AS4777-2 2020) | 7.36 | 2022-08-29 | 2025-08-23
Hiconics Eco-energy Drive Technology Co Ltd | Powerinfi | MEI2-HT6H-AIO1 (AS4777-2 2020) | 6 | 2026-03-30 | 2029-03-30
Sigenergy Technology Co Ltd | Sigen Energy Storage System | SigenStor-5S-31.18 (AS4777-2 2020) | 4.999 | 2026-04-16 | 2027-12-31
Ningbo Sunways Technologies Co Ltd | STH-3K~8KTL | STH-4.2KTL-HS (AS4777-2 2020) | 4.2 | 2023-11-10 | 2026-11-10
Sigenergy Technology Co Ltd | Sigen Energy Storage System | SigenStor-5S-45.6 (AS4777-2 2020) | 4.999 | 2026-04-16 | 2027-12-31
GoodWe Technologies Co Ltd | DNS G4 | GW6K-DNS-G40 (AS4777-2 2020) | 6 | 2026-04-27 | 2029-04-27
TBB POWER CO LTD | CK | CK5.0S | 5 | 2023-06-06 | 2026-06-06
Sigenergy Technology Co Ltd | Sigen Energy Storage System | SigenStor-6S-24.84 (AS4777-2 2020) | 6 | 2026-04-16 | 2027-12-31
GoodWe Technologies Co Ltd | ET G2 | GW12K-ET-20 (AS4777-2 2020) | 12 | 2024-10-29 | 2027-10-29
Sigenergy Technology Co Ltd | Sigen Energy Storage System | SigenStor-8S-48.2 (AS4777-2 2020) | 8 | 2026-04-16 | 2027-12-31
SolaX Power Network Technology (Zhe jiang) Co Ltd | X1-IES | X1-IES-3.7K (AS4777-2 2020) | 3.68 | 2024-07-30 | 2027-07-30
Sigenergy Technology Co Ltd | Sigen Energy Storage System | SigenStor-8S-EV25-32.9 (AS4777-2 2020) | 8 | 2026-04-16 | 2027-12-31
Sigenergy Technology Co Ltd | Sigen Energy Storage System | SigenStor-6S-33.14 (AS4777-2 2020) | 6 | 2026-04-16 | 2027-12-31
Sigenergy Technology Co Ltd | Sigen Energy Storage System | SigenStor-12S-17.1 (AS4777-2 2020) | 12 | 2026-04-16 | 2027-12-31
Tesla Inc | Powerwall 3 and Expansions with Backup Gateway 2 | 1707000-11.04 kVA-40.5 (AS4777-2 2020) | 11.04 | 2025-08-19 | 2027-12-31
Shenzhen Sinexcel Electric Co Ltd | PWS1-500kTL-EX | PWS1-500KTL-EX-2M1 (AS4777-2 2020) | 125 | 2023-04-26 | 2026-04-26
Sigenergy Technology Co Ltd | Sigen Energy Storage System | SigenStor-15T-49.34 (AS4777-2 2020) | 15 | 2026-04-16 | 2027-12-31
Sigenergy Technology Co Ltd | Sigen Energy Storage System | SigenStor-5S-40 (AS4777-2 2020) | 4.999 | 2025-09-11 | 2027-12-31
NingBo Deye Inverter Technology Co Ltd | SUN series | SUN-10.5K-G02P1-AU-AM2 (AS4777-2 2020) | 10.5 | 2025-07-22 | 2028-07-22
Solar Bos Pty Ltd | HS3 | HS3-6K-S2-W-P3-AUS (AS4777-2 2020) | 6 | 2026-06-19 | 2027-12-31
8 Star Energy Pty Ltd | Force HT+ Series | Force 8.0HT+ (AS4777-2 2020) | 8 | 2026-02-25 | 2029-02-25
Ecoflow Inc. | EcoFlow OCEAN 2 | EF HD-P1-8K0-S2A (AS4777-2 2020) | 8 | 2026-07-08 | 2029-07-08
RedEarth Energy Storage Ltd | SunRise 3 phase | SRS-325 (AS4777-2 2020) | 10 | 2023-11-10 | 2025-08-23
Sigenergy Technology Co Ltd | Sigen Energy Storage System | SigenStor-12S-49.26 (AS4777-2 2020) | 12 | 2026-04-16 | 2027-12-31
Shanghai SIGEN New Energy Technology Co Ltd | Sigen Energy Storage System | SigenStor-15T-EV12-37 (AS4777-2 2020) | 15 | 2025-08-19 | 2027-12-31
Hoymiles Power Electronics Inc | Energy Storage System | HiOne-16T-40B-G3-AU (AS4777-2 2020) | 16 | 2026-08-13 | 2027-12-31
Shanghai SIGEN New Energy Technology Co Ltd | Sigen Energy Controller | SigenStor EC 10.0 TP AU (AS4777-2 2020) | 9.999 | 2025-04-07 | 2028-04-07
Sigenergy Technology Co Ltd | Sigen Energy Storage System | SigenStor-6S-39.58 (AS4777-2 2020) | 6 | 2026-04-16 | 2027-12-31
Sigenergy Technology Co Ltd | Sigen Energy Storage System | SigenStor-12S-EV25-6.02 (AS4777-2 2020) | 12 | 2026-04-16 | 2027-12-31
Sigenergy Technology Co Ltd | Sigen Energy Storage System | SigenStor-12S-EV25-22.48 (AS4777-2 2020) | 12 | 2026-04-16 | 2027-12-31
AISWEI Technology (Shanghai) Co Ltd | ASW -S-G2 | ASW6000-S-G2 (AS4777-2 2020) | 6 | 2022-10-25 | 2026-01-21
Sungrow Power Supply Co Ltd | RT | SG20RT (AS4777-2 2020) | 20 | 2021-12-16 | 2029-06-30
Sigenergy Technology Co Ltd | Sigen Energy Storage System | SigenStor-6S-38.6 (AS4777-2 2020) | 6 | 2026-04-16 | 2027-12-31
Solar Bos Pty Ltd | AS3 | AS3-5K-T-W-P8-AUS (AS4777-2 2020) | 5 | 2026-06-19 | 2027-12-31
FOXESS CO LTD | KH | KH10 (AS4777-2 2020) | 10 | 2025-06-13 | 2028-06-13
Wuxi Solinteg Power Co Ltd | Integ M Series | MHT-12K-40 (AS4777-2 2020) | 12 | 2025-02-10 | 2029-07-19
Shanghai SIGEN New Energy Technology Co Ltd | Sigen Energy Storage System | SigenStor-10T-EV25-40 (AS4777-2 2020) | 9.999 | 2025-08-19 | 2027-12-31
Sigenergy Technology Co Ltd | Sigen Energy Storage System | SigenStor-30T-EV12-30.12 (AS4777-2 2020) | 29.999 | 2026-04-16 | 2027-12-31
Afore New Energy Technology (Shanghai) Co Ltd | AFx-TH | AF10K-TH (AS4777-2 2020) | 10 | 2025-12-02 | 2028-10-12
Sigenergy Technology Co Ltd | Sigen Energy Storage System | SigenStor-10S-EV12-35.92 (AS4777-2 2020) | 9.999 | 2026-04-16 | 2027-12-31
Sigenergy Technology Co Ltd | Sigen Energy Storage System | SigenStor-3S-6.02 (AS4777-2 2020) | 3 | 2026-04-16 | 2027-12-31
Fronius Australia Pty Ltd | Verto | Verto 17.5 (AS4777-2 2020) | 17.5 | 2026-02-05 | 2029-02-05
Shenzhen Enjoy Technology Co Ltd | EPCS | EPCS125-AM (AS4777-2 2020) | 125 | 2026-05-26 | 2029-05-26
FOXESS CO LTD | KA | KA10.5 (AS4777-2 2020) | 10.5 | 2025-06-13 | 2028-06-13
Shenzhen Growatt New Energy Co Ltd | MIN TL-X | MIN 4600TL-X (AS4777-2 2020) | 4.6 | 2023-12-11 | 2025-08-23
Sigenergy Technology Co Ltd | Sigen Energy Storage System | SigenStor-5S-19.46 (AS4777-2 2020) | 4.999 | 2026-04-16 | 2027-12-31
Solar Bos Pty Ltd | HS2 | HS2-5K-S2-3 4G (AS4777-2 2020) | 4.999 | 2023-10-30 | 2027-04-30
Redx Technology Australia Pty Ltd | RX | RX-7000HY (AS4777-2 2020) | 7 | 2023-06-19 | 2026-11-01
SolaX Power Network Technology (Zhe jiang) Co Ltd | X3-IES | X3-IES-15K (AS4777-2 2020) | 14.999 | 2024-10-10 | 2027-10-10
Sigenergy Technology Co Ltd | Sigen Energy Storage System | SigenStor-20T-9.04 (AS4777-2 2020) | 20 | 2026-04-16 | 2027-12-31
Shanghai SIGEN New Energy Technology Co Ltd | Sigen Energy Storage System | SigenStor-25T-EV25-32 (AS4777-2 2020) | 25 | 2025-08-19 | 2027-12-31
Sigenergy Technology Co Ltd | Sigen Energy Storage System | SigenStor-6S-36.16 (AS4777-2 2020) | 6 | 2026-04-16 | 2027-12-31
AISWEI Technology Co Ltd | ASW25-40K-LT-G3 | ASW40K-LT-G3 (AS4777-2 2020) | 40 | 2023-11-09 | 2026-11-09
Guangzhou Sanjing Electric Co Ltd | H2 | H2-15K-T3-AU (AS4777-2 2020) | 15 | 2025-04-14 | 2028-04-14
Delta Electronics Inc | M15A_220 | M15A_220 (AS4777-2 2020) | 15 | 2022-05-16 | 2025-05-16
Sigenergy Technology Co Ltd | Sigen Energy Storage System | SigenStor-5T-53.26 (AS4777-2 2020) | 5 | 2026-04-16 | 2027-12-31
Sigenergy Technology Co Ltd | Sigen Energy Storage System | SigenStor-3S-9.04 (AS4777-2 2020) | 3 | 2026-04-16 | 2027-12-31
Ginlong Technologies Co Ltd | 4G | Solis-3P17K-4G (AS4777-2 2020) | 17 | 2024-08-23 | 2025-08-23
Alpha ESS Co Ltd | SMILE-B5 Series | SMILE-B5 IV (AS4777-2 2020) | 5 | 2024-08-15 | 2027-10-12
Shenzhen Growatt New Energy Co Ltd | SPA 3000-6000 TL-AU | SPA 5000TL-AU (AS4777-2 2020) | 5 | 2024-11-27 | 2027-11-27
Sigenergy Technology Co Ltd | Sigen Energy Storage System | SigenStor-10S-EV25-35.58 (AS4777-2 2020) | 9.999 | 2026-04-16 | 2027-12-31
Fronius Australia Pty Ltd | Tauro | Tauro Eco 100-3-D (AS4777-2 2020) | 100 | 2024-11-22 | 2026-12-22
Sigenergy Technology Co Ltd | Sigen Energy Storage System | SigenStor-8S-14.42 (AS4777-2 2020) | 8 | 2026-04-16 | 2027-12-31
Sigenergy Technology Co Ltd | Sigen Energy Storage System | SigenStor-12S-24.84 (AS4777-2 2020) | 12 | 2026-04-16 | 2027-12-31
Selectronic Australia Pty Ltd | SP PRO | SPMC480-AU (AS4777-2 2020) | 3.5 | 2025-09-16 | 2027-02-25
NingBo Deye Inverter Technology Co Ltd | SUN series | SUN-10K-G02P1-AU-AM2 (AS4777-2 2020) | 9.999 | 2025-07-22 | 2028-07-22
Sigenergy Technology Co Ltd | Sigen Energy Storage System | SigenStor-10T-EV25-43.24 (AS4777-2 2020) | 9.999 | 2026-04-16 | 2027-12-31
Sigenergy Technology Co Ltd | Sigen Energy Storage System | SigenStor-10S-EV25-34.2 (AS4777-2 2020) | 9.999 | 2026-04-16 | 2027-12-31
Sigenergy Technology Co Ltd | Sigen Energy Storage System | SigenStor-30T-41.28 (AS4777-2 2020) | 29.999 | 2026-04-16 | 2027-12-31
Sigenergy Technology Co Ltd | Sigen Energy Storage System | SigenStor-12S-30.12 (AS4777-2 2020) | 12 | 2026-04-16 | 2027-12-31
Sigenergy Technology Co Ltd | Sigen Energy Storage System | SigenStor-5S-22.48 (AS4777-2 2020) | 4.999 | 2026-04-16 | 2027-12-31
Sigenergy Technology Co Ltd | Sigen Energy Storage System | SigenStor-3S-29.48 (AS4777-2 2020) | 3 | 2026-04-16 | 2027-12-31
Hoymiles Power Electronics Inc | HIT-(5-20)L-G3-AU | HIT-15L-G3-AU (AS4777-2 2020) | 15 | 2026-07-30 | 2029-07-30
SONNEN AUSTRALIA PTY LIMITED | sonnenBatterie Hybrid | sonnenBatterie Hybrid 9.53/15 + sonnenProtect (AS4777-2 2020) | 4.6 | 2022-08-12 | 2025-08-12
SolarEdge Technologies Ltd | Three Phase Inverter | SE33.3K (AS4777-2 2020) | 33.3 | 2021-12-17 | 2026-12-17
Sigenergy Technology Co Ltd | Sigen Energy Storage System | SigenStor-10T-48.2 (AS4777-2 2020) | 9.999 | 2026-04-16 | 2027-12-31
Ginlong Technologies Co Ltd | S5 | S5-GC50K-HV-AU (AS4777-2 2020) | 50 | 2022-05-13 | 2026-12-02
CSE Energy & Technology Co Ltd | AIO1 | AIO1-PCS-5K-G1 (AS4777-2 2020) | 5 | 2024-12-19 | 2027-12-19
Sigenergy Technology Co Ltd | Sigen Energy Storage System | SigenStor-15T-EV12-27.12 (AS4777-2 2020) | 15 | 2026-04-16 | 2027-12-31
Fronius Australia Pty Ltd | Primo GEN24 Plus | Primo GEN24 4.0 Plus (AS4777-2 2020) | 4 | 2021-11-27 | 2026-10-05
Sigenergy Technology Co Ltd | Sigen Energy Storage System | SigenStor-3S-30.54 (AS4777-2 2020) | 3 | 2026-04-16 | 2027-12-31
Sigenergy Technology Co Ltd | Sigen Energy Storage System | SigenStor-10S-EV12-45.2 (AS4777-2 2020) | 9.999 | 2026-04-16 | 2027-12-31
Sigenergy Technology Co Ltd | Sigen Energy Storage System | SigenStor-25T-EV25-44.22 (AS4777-2 2020) | 25 | 2026-04-16 | 2027-12-31
Solar Bos Pty Ltd | HS3 | HS3-6K-S2-W-P8-AUS (AS4777-2 2020) | 6 | 2026-06-19 | 2027-12-31
Wuxi Solinteg Power Co Ltd | Integ M Series | MHS-8K-30 (AS4777-2 2020) | 8 | 2023-12-11 | 2028-07-25
iPotisEdge Co Ltd | IPT Series | IPT-8K-SH (AS4777-2 2020) | 8 | 2025-08-15 | 2028-08-15
Shenzhen SOFARSOLAR Co Ltd | SOFAR 3-6KTLM-G3 | SOFAR 4KTLM-G3 (AS4777-2 2020) | 4 | 2024-08-18 | 2027-08-18
Shenzhen Enjoy Technology Co Ltd | EPCS | EPCS100-AM-F (AS4777-2 2020) | 100 | 2026-05-26 | 2029-05-26
Sigenergy Technology Co Ltd | Sigen Energy Storage System | SigenStor-12S-43.98 (AS4777-2 2020) | 12 | 2026-04-16 | 2027-12-31
SolarEdge Technologies Ltd | Three Phase Inverter | SE7K (AS4777-2 2020) | 7 | 2021-12-17 | 2025-03-17
Sigenergy Technology Co Ltd | Sigen Energy Storage System | SigenStor-3S-EV12-27.12 (AS4777-2 2020) | 3 | 2026-04-16 | 2027-12-31
NOARK Electrics (Shanghai) Co Ltd | Ex9N-DH | Ex9N-DH-7.6KS-AU (AS4777-2 2020) | 7.6 | 2024-01-16 | 2027-01-16
SRNE Solar Co Ltd | HESP | HESP4855S100-H (AS4777-2 2020) | 5.5 | 2025-10-31 | 2028-10-31
Shenzhen SOFARSOLAR Co Ltd | SOFAR 3.3K~12KTLX-G3 | SOFAR 10KTLX-G3-A (AS4777-2 2020) | 10 | 2024-09-07 | 2026-06-08
Sigenergy Technology Co Ltd | Sigen Energy Storage System | SigenStor-8S-EV12-34.86 (AS4777-2 2020) | 8 | 2026-04-16 | 2027-12-31
Sigenergy Technology Co Ltd | Sigen Energy Storage System | SigenStor-20T-EV12-28.84 (AS4777-2 2020) | 20 | 2026-04-16 | 2027-12-31
Shanghai SIGEN New Energy Technology Co Ltd | Sigen Energy Storage System | SigenStor-15T-EV25-29 (AS4777-2 2020) | 15 | 2025-08-19 | 2027-12-31
AISWEI Technology (Shanghai) Co Ltd | ASW-S-G2 | ASW4000-S-G2 (AS4777-2 2020) | 4 | 2026-01-22 | 2029-01-22
Sigenergy Technology Co Ltd | Sigen Energy Storage System | SigenStor-12S-33.14 (AS4777-2 2020) | 12 | 2026-04-16 | 2027-12-31
Sigenergy Technology Co Ltd | Sigen Energy Storage System | SigenStor-15T-EV12-45.2 (AS4777-2 2020) | 15 | 2026-04-16 | 2027-12-31
Sigenergy Technology Co Ltd | Sigen Energy Storage System | SigenStor-12S-52.28 (AS4777-2 2020) | 12 | 2026-04-16 | 2027-12-31
Dawn Renewable Energy (Fiji) Pte Ltd | DS5500 | EM-DS5500L (AS4777-2 2020) | 5.5 | 2024-03-04 | 2027-03-04
Sigenergy Technology Co Ltd | Sigen Energy Storage System | SigenStor-12S-EV25-9.04 (AS4777-2 2020) | 12 | 2026-04-16 | 2027-12-31
Sigenergy Technology Co Ltd | Sigen Energy Storage System | SigenStor-3S-EV12-29.48 (AS4777-2 2020) | 3 | 2026-04-16 | 2027-12-31
Sigenergy Technology Co Ltd | Sigen Energy Storage System | SigenStor-6S-EV12-19.46 (AS4777-2 2020) | 6 | 2026-04-16 | 2027-12-31
Sigenergy Technology Co Ltd | Sigen Energy Storage System | SigenStor-8S-26.14 (AS4777-2 2020) | 8 | 2026-04-16 | 2027-12-31
Sigenergy Technology Co Ltd | Sigen Energy Storage System | SigenStor-20T-EV25-42.26 (AS4777-2 2020) | 20 | 2026-04-16 | 2027-12-31
Sigenergy Technology Co Ltd | Sigen Energy Storage System | SigenStor-10S-EV12-14.08 (AS4777-2 2020) | 9.999 | 2026-04-16 | 2027-12-31
Sigenergy Technology Co Ltd | Sigen Energy Storage System | SigenStor-3S-EV12-30.54 (AS4777-2 2020) | 3 | 2026-04-16 | 2027-12-31
GoodWe Technologies Co Ltd | EH | GW5000-EH (AS4777-2 2020) | 5 | 2022-06-08 | 2025-06-08
Sigenergy Technology Co Ltd | Sigen Energy Storage System | SigenStor-12S-EV25-31.18 (AS4777-2 2020) | 12 | 2026-04-16 | 2027-12-31
Huizhou RoyPow Technology Co Ltd | N/A | SUN12000T-E/I (AS4777-2 2020) | 12 | 2025-09-16 | 2028-09-16
Sigenergy Technology Co Ltd | Sigen Energy Storage System | SigenStor-10S-34.86 (AS4777-2 2020) | 9.999 | 2026-04-16 | 2027-12-31
Qingdao Nahui Energy Technology Co Ltd | N1PH | N1PH-1N6K (AS4777-2 2020) | 6 | 2025-02-25 | 2028-02-25
Sigenergy Technology Co Ltd | Sigen Energy Storage System | SigenStor-3S-EV12-27.52 (AS4777-2 2020) | 3 | 2026-04-16 | 2027-12-31
Sigenergy Technology Co Ltd | Sigen Energy Storage System | SigenStor-6S-21 (AS4777-2 2020) | 6 | 2025-09-11 | 2027-12-31
Solar Bos Pty Ltd | AS3 | AS3-12K-T-W-P8-AUS (AS4777-2 2020) | 12 | 2026-06-19 | 2027-12-31
NOARK Electrics (Shanghai) Co Ltd | Ex9N-DH | Ex9N-DH-3KS1-AU (AS4777-2 2020) | 3 | 2023-11-08 | 2026-11-08
Shanghai SIGEN New Energy Technology Co Ltd | Sigen Energy Storage System | SigenStor-30T-40 (AS4777-2 2020) | 29.999 | 2024-10-03 | 2027-10-03
Sigenergy Technology Co Ltd | Sigen Energy Storage System | SigenStor-10S-EV12-32.9 (AS4777-2 2020) | 9.999 | 2026-04-16 | 2027-12-31
Sigenergy Technology Co Ltd | Sigen Energy Storage System | SigenStor-12S-50.32 (AS4777-2 2020) | 12 | 2026-04-16 | 2027-12-31
Shanghai SIGEN New Energy Technology Co Ltd | Sigen Energy Storage System | SigenStor-15T-EV25-24 (AS4777-2 2020) | 15 | 2025-08-19 | 2027-12-31
Shenzhen Sinexcel Isuna Energy Technology Co Ltd | Isuna | Isuna 5000T (AS4777-2 2020) | 5 | 2025-08-22 | 2028-08-22
Sigenergy Technology Co Ltd | Sigen Energy Storage System | SigenStor-8S-EV25-39.58 (AS4777-2 2020) | 8 | 2026-04-16 | 2027-12-31
Guangzhou Sanjing Electric Co Ltd | R5 | R5-5K-S2-15 (AS4777-2 2020) | 4.999 | 2022-06-27 | 2027-06-23
Sigenergy Technology Co Ltd | Sigen Energy Storage System | SigenStor-12S-28.5 (AS4777-2 2020) | 12 | 2026-04-16 | 2027-12-31
Jiangsu Weiheng Intelligent Technology Co Ltd | AGAVE-SH | WH-SPHA6.0H-5.12kWh (AS4777-2 2020) | 6 | 2024-08-07 | 2027-01-11
Shanghai SIGEN New Energy Technology Co Ltd | Sigen Energy Storage System | SigenStor-25T-EV12-40 (AS4777-2 2020) | 25 | 2025-08-19 | 2027-12-31
GoodWe Technologies Co Ltd | GEP 4-20KW Three Phase Series | GEP15-3-10 (AS4777-2 2020) | 15 | 2022-06-29 | 2026-09-30
Sigenergy Technology Co Ltd | Sigen Energy Storage System | SigenStor-12S-47.3 (AS4777-2 2020) | 12 | 2026-04-16 | 2027-12-31
SONNEN AUSTRALIA PTY LIMITED | sonnenBatterie Hybrid | sonnenBatterie Hybrid 9.53/5 + sonnenProtect (AS4777-2 2020) | 4.6 | 2022-08-12 | 2025-08-12
Sigenergy Technology Co Ltd | Sigen Energy Storage System | SigenStor-10S-EV25-35.18 (AS4777-2 2020) | 9.999 | 2026-04-16 | 2027-12-31
Solar Bos Pty Ltd | AS3 | AS3-5K-S-W-P6-AUS (AS4777-2 2020) | 4.999 | 2026-06-19 | 2027-12-31
Dyness Digital Energy Technology Co Ltd | Cygni | Cygni 10.0HS-M12 (AS4777-2 2020) | 9.999 | 2025-10-15 | 2027-12-31
Sigenergy Technology Co Ltd | Sigen Energy Storage System | SigenStor-6S-36.56 (AS4777-2 2020) | 6 | 2026-04-16 | 2027-12-31
Sigenergy Technology Co Ltd | Sigen Energy Storage System | SigenStor-15T-EV25-12.04 (AS4777-2 2020) | 15 | 2026-04-16 | 2027-12-31
SMA Australia Pty Ltd | Sunny Boy | SB3.0-1AV-41 (AS4777-2 2020) | 3 | 2024-06-26 | 2027-06-26
Enphase Energy Inc | IQ Battery 5P with FlexPhase | IQBATTERY-5P-3P-INT-3.84-1P (AS4777-2 2020) | 3.84 | 2025-07-31 | 2027-12-31
Ginlong Technologies Co Ltd | S6 | S6-EH1P10K03-NV-YD-L-AU (AS4777-2 2020) | 9.999 | 2026-07-01 | 2029-07-01
Sigenergy Technology Co Ltd | Sigen Energy Storage System | SigenStor-30T-EV12-33.14 (AS4777-2 2020) | 29.999 | 2026-04-16 | 2027-12-31
Sigenergy Technology Co Ltd | Sigen Hybrid Inverter | Sigen PV 110M1-HYB-AU (AS4777-2 2020) | 110 | 2026-01-29 | 2029-01-29
Sigenergy Technology Co Ltd | Sigen Energy Storage System | SigenStor-10T-EV12-34.2 (AS4777-2 2020) | 9.999 | 2026-04-16 | 2027-12-31
GoodWe Technologies Co Ltd | ESA | GW29.999K-ETA-G20 (AS4777-2 2020) | 29.999 | 2026-02-16 | 2029-02-16
Studer Innotec SA | Xtender | XTH 3000-12 | 2.5 | 2023-12-07 | 2026-12-07
Sigenergy Technology Co Ltd | Sigen Energy Storage System | SigenStor-3S-16 (AS4777-2 2020) | 3 | 2025-09-11 | 2027-12-31
Shenzhen SOFARSOLAR Co Ltd | HYD | HYD 5KTL-3PH (AS4777-2 2020) | 5 | 2022-06-24 | 2027-03-24
Alpha ESS Co Ltd | SMILE-S5 | SMILE-S5 IV (AS4777-2 2020) | 5 | 2026-03-05 | 2027-10-12
Shanghai SIGEN New Energy Technology Co Ltd | Sigen Energy Storage System | SigenStor-5T-EV25-40 (AS4777-2 2020) | 5 | 2025-08-19 | 2027-12-31
GoodWe Technologies Co Ltd | ESA | GW6K-ETA-G20 (AS4777-2 2020) | 6 | 2026-02-16 | 2029-02-16
FOXESS CO LTD | 1K5-HI-V1 | 1K5-HI-5-V1 (AS4777-2 2020) | 5 | 2025-04-11 | 2028-04-11
Hengdian Group DMEGC Magnetics CO LTD | DM-INV-SPH | DM-INV-SPH3.6K (AS4777-2 2020) | 3.6 | 2026-01-23 | 2029-01-23
SolaX Power Network Technology (Zhe jiang) Co Ltd | X3-HYB G4 PRO | X3-HYB-10.0-P (AS4777-2 2020) | 10 | 2026-05-01 | 2029-05-01
Sigenergy Technology Co Ltd | Sigen Energy Storage System | SigenStor-6S-32.5 (AS4777-2 2020) | 6 | 2026-04-16 | 2027-12-31
Sigenergy Technology Co Ltd | Sigen Energy Storage System | SigenStor-25T-31.52 (AS4777-2 2020) | 25 | 2026-04-16 | 2027-12-31
GoodWe Technologies Co Ltd | ESA | GW25K-BTA-G20 (AS4777-2 2020) | 25 | 2026-07-01 | 2029-07-01
Sigenergy Technology Co Ltd | Sigen Energy Storage System | SigenStor-30T-EV25-21.08 (AS4777-2 2020) | 29.999 | 2026-04-16 | 2027-12-31
Sigenergy Technology Co Ltd | Sigen Energy Storage System | SigenStor-10S-EV25-33.22 (AS4777-2 2020) | 9.999 | 2026-04-16 | 2027-12-31
GoodWe Technologies Co Ltd | MS | GW10K-MS (AS4777-2 2020) | 10 | 2022-06-06 | 2025-06-06
NingBo Deye Inverter Technology Co Ltd | Hybrid Inverter | SUN-25K-SG01HP3-AU-AM2 (AS4777-2 2020) | 25 | 2023-11-22 | 2026-11-22
Guangzhou Sanjing Electric Co Ltd | R5 | R5-6K-T2-15 (AS4777-2 2020) | 6 | 2022-02-02 | 2025-05-02
Huawei Technologies Co Ltd | SUN2000-5/6/8/10KTL-M1 | SUN2000-5KTL-M1 (AS4777-2 2020) | 5 | 2022-05-18 | 2025-12-31
GoodWe Technologies Co Ltd | MS G3 | GW10K-MS-30 (AS4777-2 2020) | 10 | 2023-05-19 | 2026-11-15
iPotisEdge Co Ltd | Power Conversion System | PotisPCS-63K-1000/400E-A02E (AS4777-2 2020) | 63 | 2025-03-03 | 2028-03-03
SolaX Power Network Technology Zhejiang Co Ltd | X1 Fit | X1-Fit-5.0E (AS4777-2 2020) | 4.999 | 2022-02-09 | 2025-02-09
Sigenergy Technology Co Ltd | Sigen Energy Storage System | SigenStor-20T-44.22 (AS4777-2 2020) | 20 | 2026-04-16 | 2027-12-31
OliPower Energy & Automation Technology | BRE-I | BRE-I-5K (AS4777-2 2020) | 5 | 2023-11-01 | 2025-08-23
Sigenergy Technology Co Ltd | Sigen Energy Storage System | SigenStor-6S-EV12-22.48 (AS4777-2 2020) | 6 | 2026-04-16 | 2027-12-31
Sigenergy Technology Co Ltd | Sigen Energy Storage System | SigenStor-6S-27.86 (AS4777-2 2020) | 6 | 2026-04-16 | 2027-12-31
Shenzhen SOFARSOLAR Co Ltd | ME 5-20KTL-3PH | ME 6KTL-3PH (AS4777-2 2020) | 6 | 2022-07-14 | 2025-07-14
Sigenergy Technology Co Ltd | Sigen Energy Storage System | SigenStor-3S-27.52 (AS4777-2 2020) | 3 | 2026-04-16 | 2027-12-31
Shenzhen Growatt New Energy Co Ltd | SPF | SPF 6000 ES PLUS (AS4777-2 2020) | 6 | 2024-08-01 | 2027-08-01
Sigenergy Technology Co Ltd | Sigen Energy Storage System | SigenStor-25T-48.2 (AS4777-2 2020) | 25 | 2026-04-16 | 2027-12-31
Asian Power Devices Inc | PV L1 | PV 8KTL-D1P (AS4777-2 2020) | 8 | 2023-02-15 | 2025-08-23
Shanghai SIGEN New Energy Technology Co Ltd | Sigen Energy Storage System | SigenStor-25T-EV25-37 (AS4777-2 2020) | 25 | 2025-08-19 | 2027-12-31
Sigenergy Technology Co Ltd | Sigen Energy Storage System | SigenStor-5S-EV12-26.14 (AS4777-2 2020) | 4.999 | 2026-04-16 | 2027-12-31
Jiangsu Weiheng Intelligent Technology Co Ltd | Agave-TH | WH-TIA123 (AS4777-2 2020) | 12 | 2025-05-09 | 2028-05-09
NingBo Deye Inverter Technology Co Ltd | Hybrid Inverter | SUN-5K-SG02LP1-AU-AM2 (AS4777-2 2020) | 5 | 2025-03-12 | 2028-03-12
GoodWe Technologies Co Ltd | SDT G3 | GW9990-SDT-AU30 (AS4777-2 2020) | 9.99 | 2025-11-06 | 2028-11-06
Shenzhen Growatt New Energy Co Ltd | MIC | MIC 3000TL-X (AS4777-2 2020) | 3 | 2021-11-15 | 2025-05-15
Sigenergy Technology Co Ltd | Sigen Energy Storage System | SigenStor-8S-EV12-18.08 (AS4777-2 2020) | 8 | 2026-04-16 | 2027-12-31
Sigenergy Technology Co Ltd | Sigen Energy Storage System | SigenStor-3S-EV12-36.16 (AS4777-2 2020) | 3 | 2026-04-16 | 2027-12-31
SMA Australia Pty Ltd | Sunny Boy | SB4.0-1AV-41 (AS4777-2 2020) | 4 | 2024-06-26 | 2027-06-26
Sigenergy Technology Co Ltd | Sigen Energy Storage System | SigenStor-10S-EV25-36.56 (AS4777-2 2020) | 9.999 | 2026-04-16 | 2027-12-31
Enertek Holdings Pty Ltd | HP-6 | HP-6M/3S (AS4777-2 2020) | 3.6 | 2022-05-02 | 2025-03-14
PRIMEVOLT NEW ENERGY AUSTRALIA PTY LTD | HB L1 | PV 9K99HB-210 (AS4777-2 2020) | 9.999 | 2024-08-05 | 2025-08-23
SolaX Power Network Technology (Zhe jiang) Co Ltd | X3 MIC | X3-MIC-12K-G2 (AS4777-2 2020) | 12 | 2022-07-01 | 2025-08-14
Sigenergy Technology Co Ltd | Sigen Energy Storage System | SigenStor-8S-39.58 (AS4777-2 2020) | 8 | 2026-04-16 | 2027-12-31
Jinko Solar Co Ltd | SUNTANK | JKS-3.6HLVS-ABI (AS4777-2 2020) | 3.68 | 2022-06-03 | 2025-06-03
Sigenergy Technology Co Ltd | Sigen Energy Storage System | SigenStor-3S-41.28 (AS4777-2 2020) | 3 | 2026-04-16 | 2027-12-31
Sungrow Power Supply Co Ltd | CX | SG110CX-NI (AS4777-2 2020) | 110 | 2023-05-16 | 2025-08-23
Sigenergy Technology Co Ltd | Sigen Energy Storage System | SigenStor-8S-6.02 (AS4777-2 2020) | 8 | 2026-04-16 | 2027-12-31
Sigenergy Technology Co Ltd | Sigen Energy Storage System | SigenStor-30T-EV25-33.22 (AS4777-2 2020) | 29.999 | 2026-04-16 | 2027-12-31
SolarEdge Technologies Ltd | Three Phase Inverter | SE66.6K (AS4777-2 2020) | 66.6 | 2021-12-17 | 2026-12-17
Sigenergy Technology Co Ltd | Sigen Energy Storage System | SigenStor-12S-EV12-21.08 (AS4777-2 2020) | 12 | 2026-04-16 | 2027-12-31
Shanghai SIGEN New Energy Technology Co Ltd | Sigen Energy Storage System | SigenStor-30T-48 (AS4777-2 2020) | 29.999 | 2024-10-03 | 2027-10-03
Sigenergy Technology Co Ltd | Sigen Energy Storage System | SigenStor-25T-EV12-26.14 (AS4777-2 2020) | 25 | 2026-04-16 | 2027-12-31
Sigenergy Technology Co Ltd | Sigen Energy Storage System | SigenStor-8S-45.2 (AS4777-2 2020) | 8 | 2026-04-16 | 2027-12-31
Xian Golden Stone Electric Technology Co Ltd | GSSTES Modular PCS | MA1000K030 (AS4777-2 2020) | 30 | 2026-03-27 | 2028-11-17
Suzhou Hypontech Co Ltd | HPS | HPS-5000D (AS4777-2 2020) | 5 | 2022-04-27 | 2025-04-27
Shenzhen Sinexcel Electric Co Ltd | PWS1-500KTL-EX series | PWS1-500KTL-EX-4M8 (AS4777-2 2020) | 250 | 2023-04-26 | 2026-04-26
Sigenergy Technology Co Ltd | Sigen Energy Storage System | SigenStor-10S-35.92 (AS4777-2 2020) | 9.999 | 2026-04-16 | 2027-12-31
Sigenergy Technology Co Ltd | Sigen Energy Storage System | SigenStor-5S-EV12-39.24 (AS4777-2 2020) | 4.999 | 2026-04-16 | 2027-12-31
Wuxi Solinteg Power Co Ltd | OGS-3.6-6K | OGS-3.6K (AS4777-2 2020) | 3.6 | 2025-02-18 | 2028-02-18
Yinergy Digital Power Technology Co Ltd | HI | HI-1P4K-L-Y1 (AS4777-2 2020) | 4 | 2026-06-05 | 2029-06-05
Sigenergy Technology Co Ltd | Sigen Energy Storage System | SigenStor-10S-EV25-34.86 (AS4777-2 2020) | 9.999 | 2026-04-16 | 2027-12-31
Fronius Australia Pty Ltd | Symo GEN24 | Symo GEN24 3.0 (AS4777-2 2020) | 3 | 2021-12-03 | 2026-09-29
Shenzhen Growatt New Energy Co Ltd | MIN TL-X | MIN 6000TL-X (AS4777-2 2020) | 6 | 2023-12-11 | 2025-08-23
Fronius Australia Pty Ltd | Symo GEN24 SC | Symo GEN24 8.0 SC (AS4777-2 2020) | 8 | 2025-03-06 | 2028-03-06
Sigenergy Technology Co Ltd | Sigen Energy Storage System | SigenStor-30T-EV25-31.52 (AS4777-2 2020) | 29.999 | 2026-04-16 | 2027-12-31
Jiangsu Weiheng Intelligent Technology Co Ltd | Agave-TH | WH-TIA802 (AS4777-2 2020) | 8 | 2025-05-09 | 2028-05-09
Alpha ESS Co Ltd | SMILE-B5 Series | SMILE-B5 II (AS4777-2 2020) | 5 | 2024-08-15 | 2027-10-12
Tesla Inc | 1707000-xx-y (Powerwall 3 with Backup Gateway 2) | 1707000-11.04 kVA (AS4777-2 2020) | 11.04 | 2024-10-17 | 2027-10-17
Solar Bos Pty Ltd | AS3 | AS3-5K-S-W-P2-AUS (AS4777-2 2020) | 4.999 | 2026-06-19 | 2027-12-31
Sigenergy Technology Co Ltd | Sigen Energy Storage System | SigenStor-8S-24.84 (AS4777-2 2020) | 8 | 2026-04-16 | 2027-12-31
Sigenergy Technology Co Ltd | Sigen Energy Storage System | SigenStor-10T-12.04 (AS4777-2 2020) | 9.999 | 2026-04-16 | 2027-12-31
GoodWe Technologies Co Ltd | GEP 73-136kW Three Phase Series | GEP100-10 (AS4777-2 2020) | 99.99 | 2022-06-10 | 2025-06-10
Shanghai SIGEN New Energy Technology Co Ltd | Sigen Energy Storage System | SigenStor-30T-EV25-26 (AS4777-2 2020) | 29.999 | 2025-08-19 | 2027-12-31
Shenzhen Sinexcel Electric Co Ltd | PWS1-500KTL-EX series | PWS1-500KTL-EX-8M8 (AS4777-2 2020) | 500 | 2023-04-26 | 2026-04-26
Tesla Inc | Powerwall 3 and Expansions with Backup Gateway 2 | 1707000-5 kVA-27 (AS4777-2 2020) | 5 | 2025-08-19 | 2027-12-31
Sigenergy Technology Co Ltd | Sigen Energy Storage System | SigenStor-5S-54.24 (AS4777-2 2020) | 4.999 | 2026-04-16 | 2027-12-31
Sigenergy Technology Co Ltd | Sigen Energy Storage System | SigenStor-6S-EV12-12.04 (AS4777-2 2020) | 6 | 2026-04-16 | 2027-12-31
Sigenergy Technology Co Ltd | Sigen Energy Storage System | SigenStor-25T-EV12-17.1 (AS4777-2 2020) | 25 | 2026-04-16 | 2027-12-31
Sigenergy Technology Co Ltd | Sigen Energy Storage System | SigenStor-12S-EV25-14.08 (AS4777-2 2020) | 12 | 2026-04-16 | 2027-12-31
Hoymiles Power Electronics Inc | HME | HME-1500-AU (AS4777-2 2020) | 1.5 | 2022-06-07 | 2025-06-07
Sigenergy Technology Co Ltd | Sigen Energy Storage System | SigenStor-3S-EV12-32.9 (AS4777-2 2020) | 3 | 2026-04-16 | 2027-12-31
LAVO Life Pty Ltd | AIO | AIO-10KWH1PINV-CE (AS4777-2 2020) | 5 | 2024-07-12 | 2027-07-12
Sigenergy Technology Co Ltd | Sigen Energy Storage System | SigenStor-10T-54.24 (AS4777-2 2020) | 9.999 | 2026-04-16 | 2027-12-31
Sigenergy Technology Co Ltd | Sigen Energy Storage System | SigenStor-3S-EV12-39.58 (AS4777-2 2020) | 3 | 2026-04-16 | 2027-12-31
Shanghai SIGEN New Energy Technology Co Ltd | Sigen Energy Storage System | SigenStor-5T-EV12-16 (AS4777-2 2020) | 5 | 2025-08-19 | 2027-12-31
Sigenergy Technology Co Ltd | Sigen Energy Storage System | SigenStor-3S-EV12-24.84 (AS4777-2 2020) | 3 | 2026-04-16 | 2027-12-31
Sigenergy Technology Co Ltd | Sigen Energy Storage System | SigenStor-8S-36.16 (AS4777-2 2020) | 8 | 2026-04-16 | 2027-12-31
Sigenergy Technology Co Ltd | Sigen Energy Storage System | SigenStor-8S-EV25-19.46 (AS4777-2 2020) | 8 | 2026-04-16 | 2027-12-31
Sigenergy Technology Co Ltd | Sigen Energy Storage System | SigenStor-5S-EV12-37.54 (AS4777-2 2020) | 4.999 | 2026-04-16 | 2027-12-31
Redback Energy Pty Ltd | 3-Phase HV | RED-H3-T30HV (AS4777-2 2020) | 29.999 | 2026-02-03 | 2029-02-03
Sungrow Power Supply Co Ltd | CX | SG30CX-P2 (AS4777-2 2020) | 29.9 | 2023-01-18 | 2029-05-04
Ginlong Technologies Co Ltd | S6 | S6-EA1P5K-L (AS4777-2 2020) | 5 | 2024-08-06 | 2027-08-06
Sigenergy Technology Co Ltd | Sigen Energy Storage System | SigenStor-10S-EV12-35.18 (AS4777-2 2020) | 9.999 | 2026-04-16 | 2027-12-31
SolaX Power Network Technology Zhejiang Co Ltd | X1 Fit | X1-Fit-3.7I (AS4777-2 2020) | 3.68 | 2022-02-09 | 2025-02-09
Sigenergy Technology Co Ltd | Sigen Energy Storage System | SigenStor-25T-21.08 (AS4777-2 2020) | 25 | 2026-04-16 | 2027-12-31
Sigenergy Technology Co Ltd | Sigen Energy Storage System | SigenStor-10S-32.5 (AS4777-2 2020) | 9.999 | 2026-04-16 | 2027-12-31
Guangzhou Sanjing Electric Co Ltd | R6 | R6-9K-S3 (AS4777-2 2020) | 9 | 2023-11-01 | 2026-11-01
Ningbo Sunways Technologies Co Ltd | STS-xKTL-P | STS-4.2KTL-P (AS4777-2 2020) | 4.2 | 2022-06-23 | 2027-06-22
Sigenergy Technology Co Ltd | Sigen Energy Storage System | SigenStor-10S-EV12-22.14 (AS4777-2 2020) | 9.999 | 2026-04-16 | 2027-12-31
Sigenergy Technology Co Ltd | Sigen Energy Storage System | SigenStor-20T-EV12-44.22 (AS4777-2 2020) | 20 | 2026-04-16 | 2027-12-31
Shenzhen Growatt New Energy Co Ltd | MOD | MOD 4000TL3-X (AS4777-2 2020) | 4 | 2021-12-19 | 2025-06-18
Shenzhen SOFARSOLAR Co Ltd | ESI-5-12K-T1 | ESI-12K-T1 (AS4777-2 2020) | 12 | 2026-05-28 | 2029-05-28
SolaX Power Network Technology (Zhe jiang) Co Ltd | X3-PRO G2 | X3-PRO-30K-G2 (AS4777-2 2020) | 29.999 | 2025-07-16 | 2027-06-08
Solar Bos Pty Ltd | RAYBOX HS2 | HS2-10K-T2-3 4G (AS4777-2 2020) | 9.999 | 2025-03-04 | 2027-12-31
Alpha ESS Co Ltd | SMILE-S5 | SMILE-S5 (AS4777-2 2020) | 5 | 2026-03-05 | 2027-10-12
Solar Bos Pty Ltd | HS2 | HS2-3K-S2-2 4G (AS4777-2 2020) | 3 | 2023-10-30 | 2027-04-30
Sigenergy Technology Co Ltd | Sigen Energy Storage System | SigenStor-10S-EV12-20.44 (AS4777-2 2020) | 9.999 | 2026-04-16 | 2027-12-31
NingBo Deye Inverter Technology Co Ltd | Three Phase Hybrid Inverter | SUN-15K-SG05LP3-AU-SM2 (AS4777-2 2020) | 15 | 2026-04-20 | 2029-04-20
Sigenergy Technology Co Ltd | Sigen Energy Storage System | SigenStor-8S-23.12 (AS4777-2 2020) | 8 | 2026-04-16 | 2027-12-31
Sigenergy Technology Co Ltd | Sigen Energy Storage System | SigenStor-3S-EV12-23.12 (AS4777-2 2020) | 3 | 2026-04-16 | 2027-12-31
Jiangsu Koyoe Energy Technology Co Ltd | H3 Series | KY-EST10KH (AS4777-2 2020) | 10 | 2022-09-15 | 2025-09-14
SMA Australia Pty Ltd | Sunny Tripower | STP4.0-3AV-40 (AS4777-2 2020) | 4 | 2024-06-29 | 2027-06-29
SolaX Power Network Technology (Zhe jiang) Co Ltd | X3-AELIO | X3-AELIO-50K (AS4777-2 2020) | 50 | 2025-11-25 | 2028-11-25
Sigenergy Technology Co Ltd | Sigen Energy Storage System | SigenStor-3S-13 (AS4777-2 2020) | 3 | 2025-09-11 | 2027-12-31
Fronius Australia Pty Ltd | Symo | Symo 3.7-3-M (AS4777-2 2020) | 3.7 | 2021-12-02 | 2026-11-17
Sigenergy Technology Co Ltd | Sigen Energy Storage System | SigenStor-8S-37.88 (AS4777-2 2020) | 8 | 2026-04-16 | 2027-12-31
Sigenergy Technology Co Ltd | Sigen Energy Storage System | SigenStor-10S-EV25-38.26 (AS4777-2 2020) | 9.999 | 2026-04-16 | 2027-12-31
Sigenergy Technology Co Ltd | Sigen Energy Storage System | SigenStor-3S-EV12-37.88 (AS4777-2 2020) | 3 | 2026-04-16 | 2027-12-31
GoodWe Technologies Co Ltd | GEP 3.6-6KW | GEP3.6-1-30 (AS4777-2 2020) | 3.6 | 2023-01-17 | 2026-01-17
GoodWe Technologies Co Ltd | ES G2 | GW6000M-ES-20 (AS4777-2 2020) | 6 | 2023-01-10 | 2027-09-22
Sigenergy Technology Co Ltd | Sigen Energy Storage System | SigenStor-5T-EV12-33.22 (AS4777-2 2020) | 5 | 2026-04-16 | 2027-12-31
Shenzhen Growatt New Energy Co Ltd | MAX | MAX 120KTL3-X LV (AS4777-2 2020) | 120 | 2021-12-15 | 2025-06-15
Ginlong Technologies Co Ltd | Mini Series | Solis-mini-2000-4G (AS4777-2 2020) | 2 | 2024-07-27 | 2026-12-31
Afore New Energy Technology (Shanghai) Co Ltd | AFx-TH | AF8K-TH (AS4777-2 2020) | 8 | 2025-12-02 | 2028-10-12
Enphase Energy Inc | IQ Battery 5P with FlexPhase | IQBATTERY-5P-3P-INT-3.84-3P (AS4777-2 2020) | 3.84 | 2025-07-31 | 2027-12-31
Sigenergy Technology Co Ltd | Sigen Energy Storage System | SigenStor-12S-EV12-36.56 (AS4777-2 2020) | 12 | 2026-04-16 | 2027-12-31
Sigenergy Technology Co Ltd | Sigen Energy Storage System | SigenStor-30T-33.14 (AS4777-2 2020) | 29.999 | 2026-04-16 | 2027-12-31
SolaX Power Network Technology Zhejiang Co Ltd | X1-Boost | X1-3.0-T-N(L) (AS4777-2 2020) | 3 | 2021-12-08 | 2025-07-23
8 Star Energy Pty Ltd | Force HS+ | Force 8.0HS+ (AS4777-2 2020) | 8 | 2026-02-09 | 2029-02-09
Sigenergy Technology Co Ltd | Sigen Energy Storage System | SigenStor-6S-27.52 (AS4777-2 2020) | 6 | 2026-04-16 | 2027-12-31
Shanghai SIGEN New Energy Technology Co Ltd | Sigen Energy Storage System | SigenStor-25T-21 (AS4777-2 2020) | 25 | 2025-08-19 | 2027-12-31
8 Star Energy Pty Ltd | Energizer Solar Force S Series | Force 9.0S (AS4777-2 2020) | 9 | 2022-09-29 | 2027-05-08
Sigenergy Technology Co Ltd | Sigen Energy Storage System | SigenStor-12S-EV12-34.86 (AS4777-2 2020) | 12 | 2026-04-16 | 2027-12-31
Shanghai SIGEN New Energy Technology Co Ltd | Sigen Energy Storage System | SigenStor-20T-32 (AS4777-2 2020) | 20 | 2024-10-03 | 2027-10-03
Sigenergy Technology Co Ltd | Sigen Energy Storage System | SigenStor-5T-EV25-44.22 (AS4777-2 2020) | 5 | 2026-04-16 | 2027-12-31
Alpha ESS Co Ltd | SMILE-G3 | SMILE-G3-T15-INV (AS4777-2 2020) | 15 | 2026-06-15 | 2029-06-15
Sigenergy Technology Co Ltd | Sigen Energy Storage System | SigenStor-5S-EV12-14.42 (AS4777-2 2020) | 4.999 | 2026-04-16 | 2027-12-31
Shanghai Sieyuan Watten Technology Co Ltd | H1 | SiH-12kW-TH (AS4777-2 2020) | 12 | 2025-09-24 | 2028-09-24
Shenzhen SOFARSOLAR Co Ltd | 25K-50KTLX-G3 | SOFAR 30KTLX-G3-A (AS4777-2 2020) | 29.9 | 2022-08-08 | 2025-09-01
Shanghai SIGEN New Energy Technology Co Ltd | Sigen Energy Storage System | SigenStor-5T-EV12-5 (AS4777-2 2020) | 5 | 2025-08-19 | 2027-12-31
Shanghai SIGEN New Energy Technology Co Ltd | Sigen Energy Storage System | SigenStor-10S-EV25-10 (AS4777-2 2020) | 9.999 | 2025-03-14 | 2027-12-31
Sigenergy Technology Co Ltd | Sigen Energy Storage System | SigenStor-10S-EV25-21.08 (AS4777-2 2020) | 9.999 | 2026-04-16 | 2027-12-31
Sigenergy Technology Co Ltd | Sigen Energy Storage System | SigenStor-8S-EV12-9.04 (AS4777-2 2020) | 8 | 2026-04-16 | 2027-12-31
Ginlong Technologies Co Ltd | Mini Series | Solis-mini-1500-4G (AS4777-2 2020) | 1.5 | 2024-07-27 | 2026-12-31
Solar Bos Pty Ltd | AS3 | AS3-5K-S-W-P5-AUS (AS4777-2 2020) | 4.999 | 2026-06-19 | 2027-12-31
Asian Power Devices Inc | PV H3 | PV 10KTL-D3/G2P (AS4777-2 2020) | 10 | 2023-02-23 | 2025-08-23
Shenzhen Sinexcel Isuna Energy Technology Co Ltd | Isuna S-SL | Isuna 5000S (AS4777-2 2020) | 5 | 2026-02-13 | 2029-02-13
Hoymiles Power Electronics Inc | Energy Storage System | HiOne-8S-16B-G3-AU (AS4777-2 2020) | 8 | 2026-08-13 | 2027-12-31
Jiangsu Koyoe Energy Technology Co Ltd | Three-Phase Hybrid Inverter | KY-EST10KH (AS4777-2 2020) | 10 | 2025-09-15 | 2027-05-29
Ginlong Technologies Co Ltd | S6 | S6-EH1P16K03-NV-YD-L-AU (AS4777-2 2020) | 16 | 2026-07-01 | 2029-07-01
Sigenergy Technology Co Ltd | Sigen Energy Storage System | SigenStor-6S-EV12-25.82 (AS4777-2 2020) | 6 | 2026-04-16 | 2027-12-31
Shanghai SIGEN New Energy Technology Co Ltd | Sigen Energy Storage System | SigenStor-10T-EV12-26 (AS4777-2 2020) | 9.999 | 2025-08-19 | 2027-12-31
Sigenergy Technology Co Ltd | Sigen Energy Storage System | SigenStor-12S-41.2 (AS4777-2 2020) | 12 | 2026-04-16 | 2027-12-31
Sigenergy Technology Co Ltd | Sigen Energy Storage System | SigenStor-10S-18.08 (AS4777-2 2020) | 9.999 | 2026-04-16 | 2027-12-31
Alpha ESS Co Ltd | SMILE-B3-PLUS | SMILE-B3-PLUS (AS4777-2 2020) | 3 | 2022-01-22 | 2026-08-19
Shenzhen SOFARSOLAR Co Ltd | 25K-50KTLX-G3 | SOFAR 30KTLX-G3 (AS4777-2 2020) | 30 | 2022-08-08 | 2025-09-01
Fronius Australia Pty Ltd | Primo | Primo 4.0-1 (AS4777-2 2020) | 4 | 2021-12-01 | 2026-11-24
Sigenergy Technology Co Ltd | Sigen Energy Storage System | SigenStor-5T-EV12-31.52 (AS4777-2 2020) | 5 | 2026-04-16 | 2027-12-31
Pixii AS | Pixii OEM Inverter Kit | Pixiishelf 48/3300 (AS4777-2 2020) | 3.3 | 2024-10-22 | 2027-06-01
Sigenergy Technology Co Ltd | Sigen Energy Storage System | SigenStor-12S-EV25-27.86 (AS4777-2 2020) | 12 | 2026-04-16 | 2027-12-31
Ningbo Sunways Technologies Co Ltd | STS-xKTL-P | STS-4.6KTL-P (AS4777-2 2020) | 4.6 | 2022-06-23 | 2027-06-22
Sigenergy Technology Co Ltd | Sigen Energy Storage System | SigenStor-5T-43.24 (AS4777-2 2020) | 5 | 2026-04-16 | 2027-12-31
Sigenergy Technology Co Ltd | Sigen Energy Storage System | SigenStor-6S-EV12-11.4 (AS4777-2 2020) | 6 | 2026-04-16 | 2027-12-31
Sigenergy Technology Co Ltd | Sigen Energy Storage System | SigenStor-12S-EV12-38.26 (AS4777-2 2020) | 12 | 2026-04-16 | 2027-12-31
Wuxi Solinteg Power Co Ltd | Integ M Series | MHT-50K-100 (AS4777-2 2020) | 50 | 2025-02-10 | 2028-02-10
Sigenergy Technology Co Ltd | Sigen Energy Storage System | SigenStor-6S-25.82 (AS4777-2 2020) | 6 | 2026-04-16 | 2027-12-31
Shenzhen Growatt New Energy Co Ltd | MOD | MOD 7000TL3-XH (AS4777-2 2020) | 7 | 2023-07-25 | 2026-10-23
Fimer SpA | PVS | PVS-20-TL-SXD (AS4777-2 2020) | 20 | 2022-06-16 | 2027-06-10
GoodWe Technologies Co Ltd | XS | GW2500-XS (AS4777-2 2020) | 2.5 | 2023-01-06 | 2025-08-23
NOARK Electrics (Shanghai) Co Ltd | Ex9N-DG | Ex9N-DG-5KS-AU (AS4777-2 2020) | 5 | 2023-11-08 | 2026-11-08
Dyness Digital Energy Technology Co Ltd | Cygni | Cygni 10.0HS-M2 (AS4777-2 2020) | 9.999 | 2025-07-14 | 2027-12-31
SolaX Power Network Technology (Zhe jiang) Co Ltd | X1-BOOST G4 | X1-BOOST-6K-G4 (AS4777-2 2020) | 6 | 2023-05-15 | 2028-01-13
Sigenergy Technology Co Ltd | Sigen Energy Storage System | SigenStor-20T-EV12-15.06 (AS4777-2 2020) | 20 | 2026-04-16 | 2027-12-31
SolaX Power Network Technology (Zhe jiang) Co Ltd | X3-PRO G2 | X3-PRO-25K-G2 (AS4777-2 2020) | 25 | 2025-07-16 | 2027-06-08
Hoymiles Power Electronics Inc | HYS-LV | HYS-5.0LV-AUG1 (AS4777-2 2020) | 4.999 | 2023-09-27 | 2026-09-27
SONNEN AUSTRALIA PTY LIMITED | sonnenBatterie Hybrid | sonnenBatterie Hybrid 9.53/10 (AS4777-2 2020) | 4.6 | 2022-08-12 | 2025-08-12
Huizhou RoyPow Technology Co Ltd | PowerHome | SUN4600S-E/I (AS4777-2 2020) | 4.6 | 2025-10-13 | 2028-10-13
Shanghai SIGEN New Energy Technology Co Ltd | Sigen Energy Storage System | SigenStor-20T-EV12-24 (AS4777-2 2020) | 20 | 2025-08-19 | 2027-12-31
SolaX Power Network Technology Zhejiang Co Ltd | X1-BOOST G3 | X1-6K-T-D(L) (AS4777-2 2020) | 6 | 2022-06-22 | 2025-07-31
Sigenergy Technology Co Ltd | Sigen Energy Storage System | SigenStor-5S-EV12-31.52 (AS4777-2 2020) | 4.999 | 2026-04-16 | 2027-12-31
Shanghai Sieyuan Watten Technology Co Ltd | H1 | SiH-29.9kW-TH (AS4777-2 2020) | 29.999 | 2025-09-24 | 2028-09-24
Sigenergy Technology Co Ltd | Sigen Energy Storage System | SigenStor-6S-EV12-27.52 (AS4777-2 2020) | 6 | 2026-04-16 | 2027-12-31
Shenzhen Growatt New Energy Co Ltd | MIN | MIN 7000TL-X (AS4777-2 2020) | 7 | 2021-07-30 | 2025-01-30
Sigenergy Technology Co Ltd | Sigen Energy Storage System | SigenStor-30T-EV12-19.8 (AS4777-2 2020) | 29.999 | 2026-04-16 | 2027-12-31
Sigenergy Technology Co Ltd | Sigen Energy Storage System | SigenStor-10S-EV25-33.14 (AS4777-2 2020) | 9.999 | 2026-04-16 | 2027-12-31
Sigenergy Technology Co Ltd | Sigen Energy Storage System | SigenStor-8S-30.2 (AS4777-2 2020) | 8 | 2026-04-16 | 2027-12-31
SolaX Power Network Technology (Zhe jiang) Co Ltd | X1-BOOST G4 | X1-BOOST-2.5K-G4 (AS4777-2 2020) | 2.5 | 2023-05-15 | 2028-01-13
Shenzhen SOFARSOLAR Co Ltd | HYD 3-6K-EP | HYD 4000-EP (AS4777-2 2020) | 4 | 2022-07-18 | 2025-07-18
Shanghai SIGEN New Energy Technology Co Ltd | Sigen Energy Controller | SigenStor EC 6.0 TP AU (AS4777-2 2020) | 6 | 2025-04-07 | 2028-04-07
Hiconics Eco-energy Drive Technology Co Ltd | Powerinfi | MEI2-HS5H-AIO1 (AS4777-2 2020) | 5 | 2026-03-26 | 2029-03-26
Shenzhen Kstar New Energy Company Limited | BluE-S | BluE-S 3680D-M1 (AS4777-2 2020) | 3.68 | 2022-04-28 | 2025-04-28
NingBo Deye Inverter Technology Co Ltd | Hybrid Inverter | SUN-35K-SG01HP3-AU-BM3 (AS4777-2 2020) | 35 | 2023-08-16 | 2026-09-30
Afore New Energy Technology (Shanghai) Co Ltd | Low Voltage Hybird Inverter | AF5.5K-SL (AS4777-2 2020) | 5.5 | 2023-06-13 | 2026-12-10
FOXESS CO LTD | G series | G10 (AS4777-2 2020) | 10 | 2025-10-27 | 2027-05-28
Sigenergy Technology Co Ltd | Sigen Energy Storage System | SigenStor-10T-EV25-21.08 (AS4777-2 2020) | 9.999 | 2026-04-16 | 2027-12-31
PRIMEVOLT NEW ENERGY AUSTRALIA PTY LTD | HB L1 | PV 8KHB-180 (AS4777-2 2020) | 8 | 2024-08-05 | 2025-08-23
Fimer SpA | PVS | PVS-15-TL-SX (AS4777-2 2020) | 15 | 2022-06-15 | 2027-06-10
Sigenergy Technology Co Ltd | Sigen Energy Storage System | SigenStor-5S-24 (AS4777-2 2020) | 4.999 | 2025-09-11 | 2027-12-31
Hiconics Eco-energy Drive Technology Co Ltd | Powerinfi | MH-HYIV5.0-THE-AU (AS4777-2 2020) | 5 | 2026-03-16 | 2029-03-16
Sigenergy Technology Co Ltd | Sigen Energy Storage System | SigenStor-12S-EV25-19.8 (AS4777-2 2020) | 12 | 2026-04-16 | 2027-12-31
CSI Solar Co Ltd | CSI-8K-1P | CSI-8K-S22003-E (AS4777-2 2020) | 8 | 2023-03-27 | 2025-08-23
Selectronic Australia | SP PRO | SPMC482-AU (AS4777-2 2020) | 7.5 | 2022-04-08 | 2025-09-15
Sungrow Power Supply Co Ltd | Residential | SG10RS (AS4777-2 2020) | 9.999 | 2023-04-26 | 2028-07-07
Sigenergy Technology Co Ltd | Sigen Energy Storage System | SigenStor-8S-53.26 (AS4777-2 2020) | 8 | 2026-04-16 | 2027-12-31
Sigenergy Technology Co Ltd | Sigen Energy Storage System | SigenStor-6S-17.1 (AS4777-2 2020) | 6 | 2026-04-16 | 2027-12-31
Sigenergy Technology Co Ltd | Sigen Energy Storage System | SigenStor-10S-EV25-30.54 (AS4777-2 2020) | 9.999 | 2026-04-16 | 2027-12-31
VACON Ltd | VACON 100 | VACON0100-3L-0087-5 | 43.5 | 2025-11-28 | 2027-07-12
Sigenergy Technology Co Ltd | Sigen Energy Storage System | SigenStor-12S-32.9 (AS4777-2 2020) | 12 | 2026-04-16 | 2027-12-31
Ginlong Technologies Co Ltd | S5 | S5-GC25K-AU (AS4777-2 2020) | 25 | 2022-05-13 | 2026-12-02
SolaX Power Network Technology (Zhe jiang) Co Ltd | X1-IES | X1-IES-4.6K (AS4777-2 2020) | 4.6 | 2024-07-30 | 2027-07-30
Sigenergy Technology Co Ltd | Sigen Energy Storage System | SigenStor-8S-40.22 (AS4777-2 2020) | 8 | 2026-04-16 | 2027-12-31
Hengdian Group DMEGC Magnetics CO LTD | DM-INV-TPH | DM-INV-TPH6K (AS4777-2 2020) | 6 | 2026-01-23 | 2029-01-23
FOXESS CO LTD | H3 Plus | H3-50-Plus (AS4777-2 2020) | 50 | 2026-06-17 | 2029-06-17
Shanghai SIGEN New Energy Technology Co Ltd | Sigen Energy Storage System | SigenStor-10T-29 (AS4777-2 2020) | 9.999 | 2025-08-19 | 2027-12-31
Shanghai SIGEN New Energy Technology Co Ltd | Sigen Energy Storage System | SigenStor-25T-EV25-13 (AS4777-2 2020) | 25 | 2025-08-19 | 2027-12-31
Guangzhou Sanjing Electric Co Ltd | H2 | H2-7K-S3 (AS4777-2 2020) | 7 | 2023-08-24 | 2026-11-22
Shanghai SIGEN New Energy Technology Co Ltd | Sigen Energy Storage System | SigenStor-25T-EV25-26 (AS4777-2 2020) | 25 | 2025-08-19 | 2027-12-31
Sigenergy Technology Co Ltd | Sigen Hybrid Inverter | Sigen PV 99.9M1-HYA-AU (AS4777-2 2020) | 99.9 | 2026-01-29 | 2029-01-29
Fimer SpA | PVS | PVS-12.5-TL-SY (AS4777-2 2020) | 12.5 | 2022-06-15 | 2027-06-10
Ginlong Technologies Co Ltd | S5 | S5-GC125K-HV-AU (AS4777-2 2020) | 125 | 2024-01-08 | 2027-01-08
Sigenergy Technology Co Ltd | Sigen Energy Storage System | SigenStor-5T-EV25-9.04 (AS4777-2 2020) | 5 | 2026-04-16 | 2027-12-31
Shenzhen Atess Power Technology Co Ltd | PCS | PCS250 (AS4777-2 2020) | 250 | 2024-01-02 | 2027-01-02
Shanghai Sieyuan Watten Technology Co Ltd | H1 | SiH-15kW-TH (AS4777-2 2020) | 15 | 2025-09-24 | 2028-09-24
Sigenergy Technology Co Ltd | Sigen Energy Storage System | SigenStor-10S-22.14 (AS4777-2 2020) | 9.999 | 2026-04-16 | 2027-12-31
GoodWe Technologies Co Ltd | EHB | GW5K-EHB-AU-G11 (AS4777-2 2020) | 5 | 2025-06-30 | 2027-03-23
SolaX Power Network Technology Zhejiang Co Ltd | X1-BOOST G3 | X1-5.0-T-D(L) (AS4777-2 2020) | 5 | 2022-06-22 | 2025-07-31
CEEG (JIANGSU) TECH CO LTD | CHCI | CHCI-6.0K-10.24KWH (AS4777-2 2020) | 6 | 2023-07-17 | 2025-08-23
SMA Australia Pty Ltd | Sunny Tripower | STP10.0-3AV-40 (AS4777-2 2020) | 10 | 2024-07-04 | 2027-07-04
Sigenergy Technology Co Ltd | Sigen Energy Storage System | SigenStor-8S-EV12-38.52 (AS4777-2 2020) | 8 | 2026-04-16 | 2027-12-31
Sigenergy Technology Co Ltd | Sigen Energy Storage System | SigenStor-6S-EV12-38.6 (AS4777-2 2020) | 6 | 2026-04-16 | 2027-12-31
SolaX Power Network Technology (Zhe jiang) Co Ltd | X3-AELIO | X3-AELIO-49.9K-P (AS4777-2 2020) | 49.9 | 2025-11-25 | 2028-11-25
GoodWe Technologies Co Ltd | GEP 3.6-6KW | GEP4.2-1-30 (AS4777-2 2020) | 4.2 | 2023-01-17 | 2026-01-17
Sigenergy Technology Co Ltd | Sigen Energy Storage System | SigenStor-20T-EV12-27.12 (AS4777-2 2020) | 20 | 2026-04-16 | 2027-12-31
GoodWe Technologies Co Ltd | DNS G4 | GW5K-DNS-G40 (AS4777-2 2020) | 5 | 2026-04-27 | 2029-04-27
iPotisEdge Co Ltd | IPT Series | IPT-5K-S (AS4777-2 2020) | 5 | 2025-08-15 | 2028-08-15
Shanghai SIGEN New Energy Technology Co Ltd | Sigen Energy Storage System | SigenStor-25T-16 (AS4777-2 2020) | 25 | 2024-10-03 | 2027-10-03
Ginlong Technologies Co Ltd | Mini Series | Solis-mini-1000-4G (AS4777-2 2020) | 1 | 2024-07-27 | 2026-12-31
Sigenergy Technology Co Ltd | Sigen Energy Storage System | SigenStor-20T-EV25-25.16 (AS4777-2 2020) | 20 | 2026-04-16 | 2027-12-31
Sigenergy Technology Co Ltd | Sigen Energy Storage System | SigenStor-5T-EV12-17.1 (AS4777-2 2020) | 5 | 2026-04-16 | 2027-12-31
Sigenergy Technology Co Ltd | Sigen Energy Storage System | SigenStor-10S-EV12-32.5 (AS4777-2 2020) | 9.999 | 2026-04-16 | 2027-12-31
Pylon Technologies Co Ltd | FH3X | FH3X-10K-HY-3P-10 (AS4777-2 2020) | 10 | 2025-11-14 | 2027-12-31
Enertek Holdings Pty Ltd | HP-6 | HP-6M/2S (AS4777-2 2020) | 3.6 | 2022-05-02 | 2025-03-14
Shanghai SIGEN New Energy Technology Co Ltd | Sigen Energy Storage System | SigenStor-10S-16 (AS4777-2 2020) | 9.999 | 2025-03-04 | 2027-12-31
Ginlong Technologies Co Ltd | S6 | S6-EH3P15K-H-AU (AS4777-2 2020) | 15 | 2026-03-12 | 2029-03-12
Ginlong Technologies Co Ltd | S6 | S6-GR1P10K03-NV-ND-AU (AS4777-2 2020) | 10 | 2025-03-14 | 2028-03-14
Pixii (Australia) Pty Ltd | PCM | PCM125-AM (AS4777-2 2020) | 125 | 2026-08-03 | 2029-08-03
SinoSoar Hybrid (Shenzhen) Technology Co Ltd | HBPS | SP25HBPS (AS4777-2 2020) | 25 | 2026-08-14 | 2029-08-14
Each Energy Technology (Suzhou) Co Ltd | PHS-M1A | PHS3K-M1A (AS4777-2 2020) | 3 | 2023-10-20 | 2026-10-20
Each Energy Technology (Suzhou) Co Ltd | EES-M1 | EES7K-M1 (AS4777-2 2020) | 7 | 2022-07-29 | 2025-07-29
Sigenergy Technology Co Ltd | Sigen Energy Storage System | SigenStor-8S-EV25-33.14 (AS4777-2 2020) | 8 | 2026-04-16 | 2027-12-31
Fimer SpA | PVS-100-TL | PVS-100-TL-POWER MODULE + WB-SX2-PVS-100-TL (AS4777-2 2020) | 100 | 2022-06-27 | 2025-06-27
Sigenergy Technology Co Ltd | Sigen Energy Storage System | SigenStor-5T-26.14 (AS4777-2 2020) | 5 | 2026-04-16 | 2027-12-31
Sigenergy Technology Co Ltd | Sigen Energy Storage System | SigenStor-10S-35.18 (AS4777-2 2020) | 9.999 | 2026-04-16 | 2027-12-31
Sigenergy Technology Co Ltd | Sigen Energy Storage System | SigenStor-12S-33.22 (AS4777-2 2020) | 12 | 2026-04-16 | 2027-12-31
Sigenergy Technology Co Ltd | Sigen Energy Storage System | SigenStor-10S-EV25-39.16 (AS4777-2 2020) | 9.999 | 2026-04-16 | 2027-12-31
Fronius Australia Pty Ltd | Primo GEN24 | Primo GEN24 6.0 Plus SC (AS4777-2 2020) | 6 | 2026-07-30 | 2029-07-30
Sigenergy Technology Co Ltd | Sigen Energy Storage System | SigenStor-12S-EV25-26.14 (AS4777-2 2020) | 12 | 2026-04-16 | 2027-12-31
Sigenergy Technology Co Ltd | Sigen Energy Storage System | SigenStor-6S-41.94 (AS4777-2 2020) | 6 | 2026-04-16 | 2027-12-31
Sigenergy Technology Co Ltd | Sigen Energy Storage System | SigenStor-25T-EV25-9.04 (AS4777-2 2020) | 25 | 2026-04-16 | 2027-12-31
SolaX Power Network Technology (Zhe jiang) Co Ltd | X1 HYBRID | X1-Hybrid-3.7-N-I (AS4777-2 2020) | 3.68 | 2022-01-20 | 2025-03-03
Sigenergy Technology Co Ltd | Sigen Energy Storage System | SigenStor-5S-25.82 (AS4777-2 2020) | 4.999 | 2026-04-16 | 2027-12-31
Sigenergy Technology Co Ltd | Sigen Energy Storage System | SigenStor-10S-38.52 (AS4777-2 2020) | 9.999 | 2026-04-16 | 2027-12-31
TEMPO (AUST) PTY LTD | HBI | AKE-5KW-HBI (AS4777-2 2020) | 5 | 2023-01-23 | 2027-10-27
Shanghai SIGEN New Energy Technology Co Ltd | Sigen Energy Storage System | SigenStor-15T-EV25-10 (AS4777-2 2020) | 15 | 2025-08-19 | 2027-12-31
Solar Bos Pty Ltd | AS3 | AS3-5K-S-W-P8-AUS (AS4777-2 2020) | 4.999 | 2026-06-19 | 2027-12-31
Guangzhou Sanjing Electric Co Ltd | R6 | R6-3K-T2-AUS (AS4777-2 2020) | 3 | 2023-11-06 | 2026-11-06
Solar Bos Pty Ltd | RAYBOX HS2 | HS2-5K-T2-3 4G (AS4777-2 2020) | 5 | 2025-03-04 | 2027-12-31
Guangzhou Sanjing Electric Co Ltd | R6 | R6-9.9K-S3 (AS4777-2 2020) | 9.999 | 2023-07-05 | 2026-07-05
Sigenergy Technology Co Ltd | Sigen Energy Storage System | SigenStor-10S-19.8 (AS4777-2 2020) | 9.999 | 2026-04-16 | 2027-12-31
SUNSYNK AUSTRALIA PTY LTD | THREE-PHASE HYBRID INVERTER | SUNSYNK-35K-SG01HP3-AU-BM3-C2 (AS4777-2 2020) | 35 | 2025-08-20 | 2028-08-20
SMA Australia Pty Ltd | Sunny Tripower | STP8.0-3AV-40 (AS4777-2 2020) | 8 | 2024-07-04 | 2027-07-04
SMA Australia Pty Ltd | Sunny Boy Smart Energy | SBSE6.0-50 (AS4777-2 2020) | 6 | 2025-02-14 | 2028-02-14
TBB POWER CO LTD | CK | CK4.0S | 4 | 2023-06-06 | 2026-06-06
Shenzhen Growatt New Energy Co Ltd | MID 10-40KTL3-X | MID 20KTL3-X1-AU (AS4777-2 2020) | 20 | 2022-02-09 | 2025-08-15
SolarEdge Technologies Ltd | Single Phase Inverter | SE3000H-MM (AS4777-2 2020) | 3 | 2022-02-24 | 2027-01-17
Sigenergy Technology Co Ltd | Sigen Energy Storage System | SigenStor-5S-44.62 (AS4777-2 2020) | 4.999 | 2026-04-16 | 2027-12-31
Sigenergy Technology Co Ltd | Sigen Energy Storage System | SigenStor-8S-EV12-35.92 (AS4777-2 2020) | 8 | 2026-04-16 | 2027-12-31
Hoymiles Power Electronics Inc | Energy Storage System | HiOne-5S-24B-G3-AU (AS4777-2 2020) | 4.9 | 2026-08-13 | 2027-12-31
Jiangsu Weiheng Intelligent Technology Co Ltd | PowerPod (AGAVE-SH Ultra) | SIA-8kW (AS4777-2 2020) | 8 | 2025-09-25 | 2028-09-25
GoodWe Technologies Co Ltd | ESA | GW9.999K-EHA-G20 (AS4777-2 2020) | 9.999 | 2025-07-25 | 2028-07-25
Sigenergy Technology Co Ltd | Sigen Energy Storage System | SigenStor-6S-54.24 (AS4777-2 2020) | 6 | 2026-04-16 | 2027-12-31
Hiconics Eco-energy Drive Technology Co Ltd | Powerinfi | MEI2-HT15H-AIO1 (AS4777-2 2020) | 15 | 2026-03-30 | 2029-03-30
Sigenergy Technology Co Ltd | Sigen Energy Storage System | SigenStor-5S-43.9 (AS4777-2 2020) | 4.999 | 2026-04-16 | 2027-12-31
SolaX Power Network Technology (Zhe jiang) Co Ltd | X3-IES | X3-IES-10K (AS4777-2 2020) | 9.999 | 2024-10-10 | 2027-10-10
Sigenergy Technology Co Ltd | Sigen Energy Storage System | SigenStor-30T-39.16 (AS4777-2 2020) | 29.999 | 2026-04-16 | 2027-12-31
Asian Power Devices Inc | PV H3 | PV 15KTL-D3/G2 (AS4777-2 2020) | 15 | 2023-02-23 | 2025-08-23
NingBo Deye Inverter Technology Co Ltd | Hybrid Inverter | AI-W5.1-12P3-AU-B (AS4777-2 2020) | 12 | 2025-09-23 | 2027-04-28
Ginlong Technologies Co Ltd | 5G | Solis-1P8K-5G (AS4777-2 2020) | 8 | 2022-06-10 | 2025-02-23
Afore New Energy Technology (Shanghai) Co Ltd | HNS SERIES | HNS6000TL (AS4777-2 2020) | 6 | 2022-03-24 | 2025-03-24
Shenzhen SOFARSOLAR Co Ltd | SOFAR 25-50KTLX-G3 | SOFAR 50KTLX-G3 (AS4777-2 2020) | 50 | 2025-09-02 | 2027-06-20
Sigenergy Technology Co Ltd | Sigen Energy Storage System | SigenStor-6S-40.22 (AS4777-2 2020) | 6 | 2026-04-16 | 2027-12-31
Ningbo Sunways Technologies Co Ltd | STH4-12kW | STH-10KTL-HT-P (AS4777-2 2020) | 10 | 2026-07-23 | 2029-07-23
Shenzhen Growatt New Energy Co Ltd | SPF | SPF 6000T HVM-G2 (AS4777-2 2020) | 6 | 2024-08-01 | 2027-08-01
Sieyuan Electric Co Ltd | Swatten | SiH-6kW-SH (AS4777-2 2020) | 6 | 2023-05-03 | 2026-09-30
GoodWe Technologies Co Ltd | ESA | GW9.999K-BHA-G20 (AS4777-2 2020) | 9.999 | 2026-08-19 | 2029-08-19
Sigenergy Technology Co Ltd | Sigen Energy Storage System | SigenStor-5T-49.6 (AS4777-2 2020) | 5 | 2026-04-16 | 2027-12-31
SolaX Power Network Technology (Zhe jiang) Co Ltd | X1 Hybrid G4 | X1-Hybrid-7.5-D (AS4777-2 2020) | 7.5 | 2022-08-17 | 2027-05-24
Sigenergy Technology Co Ltd | Sigen Energy Storage System | SigenStor-20T-18.08 (AS4777-2 2020) | 20 | 2026-04-16 | 2027-12-31
Fronius Australia Pty Ltd | Verto | Verto 30.0 (AS4777-2 2020) | 29.99 | 2025-02-06 | 2028-02-06
Shanghai SIGEN New Energy Technology Co Ltd | Sigen Energy Storage System | SigenStor-20T-EV25-10 (AS4777-2 2020) | 20 | 2025-08-19 | 2027-12-31
Shanghai SIGEN New Energy Technology Co Ltd | Sigen Hybrid Inverter | Sigen Hybrid 12.0 TP AU (AS4777-2 2020) | 12 | 2025-04-07 | 2028-04-07
Sungrow Power Supply Co Ltd | RT | SH10RT (AS4777-2 2020) | 9.999 | 2024-12-17 | 2027-12-17
Hoymiles Power Electronics Inc | Energy Storage System | HiOne-16T-24B-G3-AU (AS4777-2 2020) | 16 | 2026-08-13 | 2027-12-31
Sigenergy Technology Co Ltd | Sigen Energy Storage System | SigenStor-12S-EV25-41.54 (AS4777-2 2020) | 12 | 2026-04-16 | 2027-12-31
Shanghai SIGEN New Energy Technology Co Ltd | Sigen Energy Storage System | SigenStor-8S-16 (AS4777-2 2020) | 8 | 2025-03-04 | 2027-12-31
Sigenergy Technology Co Ltd | Sigen Energy Storage System | SigenStor-12S-EV12-30.54 (AS4777-2 2020) | 12 | 2026-04-16 | 2027-12-31
CET Australia Pty Ltd | Sierra Hybrid System - 48Vdc | Hybrid Sierra System 48 VDC / 72 kVA (AS4777-2 2020) | 57.6 | 2025-11-07 | 2028-11-07
Xiamen Kehua Digital Energy Tech Co Ltd | SPI-B2 | SPI3000-B2 (AS4777-2 2020) | 3 | 2023-12-13 | 2025-08-23
Shanghai SIGEN New Energy Technology Co Ltd | Sigen Energy Storage System | SigenStor-15T-EV12-24 (AS4777-2 2020) | 15 | 2025-08-19 | 2027-12-31
Guangzhou Sanjing Electric Co Ltd | R6 | R6-10K-T2-AUS (AS4777-2 2020) | 9.999 | 2023-11-06 | 2026-11-06
Shanghai SIGEN New Energy Technology Co Ltd | Sigen Energy Storage System | SigenStor-15T-EV12-29 (AS4777-2 2020) | 15 | 2025-08-19 | 2027-12-31
GoodWe Technologies Co Ltd | ET | GW50K-ET-10 (AS4777-2 2020) | 50 | 2025-08-14 | 2028-08-14
Shenzhen SOFARSOLAR Co Ltd | 25K-50KTLX-G3 | SOFAR 45KTLX-G3 (AS4777-2 2020) | 45 | 2022-08-08 | 2025-09-01
Sigenergy Technology Co Ltd | Sigen Energy Storage System | SigenStor-8S-EV12-22.14 (AS4777-2 2020) | 8 | 2026-04-16 | 2027-12-31
Sigenergy Technology Co Ltd | Sigen Energy Storage System | SigenStor-12S-37.54 (AS4777-2 2020) | 12 | 2026-04-16 | 2027-12-31
Shenzhen Growatt New Energy Co Ltd | MIN 7000-10000TL-X2 | MIN 9000TL-X2 (AS4777-2 2020) | 9 | 2024-09-02 | 2027-09-02
GoodWe Technologies Co Ltd | GEP 4.6-10KW SINGLE PHASE SERIES | GEP8.5-1-10 (AS4777-2 2020) | 8.5 | 2022-07-01 | 2025-07-01
Shanghai Sieyuan Watten Technology Co Ltd | H1 | SiH-40kW-TH (AS4777-2 2020) | 40 | 2025-09-24 | 2028-09-24
Shanghai Chint Power Systems Co LTD | N/A | CPS SCA5KTL-PSM1/EU (AS4777-2 2020) | 5 | 2023-11-29 | 2025-08-23
SolaX Power Network Technology (Zhe jiang) Co Ltd | X3-HYB G4 PRO | X3-HYB-12.0-P (AS4777-2 2020) | 12 | 2026-05-01 | 2029-05-01
Sigenergy Technology Co Ltd | Sigen Energy Storage System | SigenStor-12S-EV12-39.16 (AS4777-2 2020) | 12 | 2026-04-16 | 2027-12-31
Redback Operations Pty Ltd | SH | SH6000-G3 (AS4777-2 2020) | 6 | 2025-03-12 | 2028-03-12
Sigenergy Technology Co Ltd | Sigen Energy Storage System | SigenStor-12S-EV25-32.5 (AS4777-2 2020) | 12 | 2026-04-16 | 2027-12-31
Sigenergy Technology Co Ltd | Sigen Energy Storage System | SigenStor-10S-EV25-19.46 (AS4777-2 2020) | 9.999 | 2026-04-16 | 2027-12-31
NingBo Deye Inverter Technology Co Ltd | Hybrid Inverter | AI-W5.1-10P3-AU-B (AS4777-2 2020) | 10 | 2025-09-23 | 2027-04-28
Sigenergy Technology Co Ltd | Sigen Energy Storage System | SigenStor-8S-EV12-35.18 (AS4777-2 2020) | 8 | 2026-04-16 | 2027-12-31
Ginlong Technologies Co Ltd | Mini Series | S5-GR1P2K-M (AS4777-2 2020) | 2 | 2024-07-27 | 2026-12-31
Altenergy Power System Inc | ELS | ELS-11.4 (AS4777-2 2020) | 11.4 | 2026-01-21 | 2029-01-21
Shenzhen SOFARSOLAR Co Ltd | HYD 3-6K-EP | HYD 3000-EP (AS4777-2 2020) | 3 | 2022-07-18 | 2025-07-18
Sigenergy Technology Co Ltd | Sigen Energy Storage System | SigenStor-5S-12.04 (AS4777-2 2020) | 4.999 | 2026-04-16 | 2027-12-31
Shenzhen Sinexcel Electric Co Ltd | N/A | PWG2-50K-EX (AS4777-2 2020) | 50 | 2022-10-21 | 2025-08-23
Sigenergy Technology Co Ltd | Sigen Energy Storage System | SigenStor-15T-35.18 (AS4777-2 2020) | 15 | 2026-04-16 | 2027-12-31
Sigenergy Technology Co Ltd | Sigen Energy Storage System | SigenStor-6S-53.26 (AS4777-2 2020) | 6 | 2026-04-16 | 2027-12-31
GoodWe Technologies Co Ltd | SDT G3 | GW5000-SDT-AU30 (AS4777-2 2020) | 5 | 2025-11-06 | 2028-11-06
Fimer SpA | PVS | PVS-20-TL-SX (AS4777-2 2020) | 20 | 2022-06-16 | 2027-06-10
Shanghai SIGEN New Energy Technology Co Ltd | Sigen Energy Storage System | SigenStor-8S-EV12-40 (AS4777-2 2020) | 8 | 2025-03-14 | 2027-12-31
AISWEI Technology (Shanghai) Co Ltd | ASW-LT-G2-A | ASW4K-LT-G2-A (AS4777-2 2020) | 4 | 2022-07-22 | 2028-11-14
Fronius Australia Pty Ltd | Verto Plus | Verto 15.0 Plus (AS4777-2 2020) | 15 | 2026-06-19 | 2029-06-19
Sigenergy Technology Co Ltd | Sigen Energy Storage System | SigenStor-6S-32 (AS4777-2 2020) | 6 | 2025-09-11 | 2027-12-31
Guangzhou Sanjing Electric Co Ltd | CHS2 | CHS2-50K-T6-358.4V/280Ah/90.2kWh (AS4777-2 2020) | 50 | 2025-04-08 | 2027-12-31
Sigenergy Technology Co Ltd | Sigen Energy Storage System | SigenStor-12S-38.52 (AS4777-2 2020) | 12 | 2026-04-16 | 2027-12-31
SolaX Power Network Technology (Zhejiang) Co Ltd | X1-VAST | X1-VAST-5K (AS4777-2 2020) | 4.999 | 2025-05-16 | 2028-05-16
AISWEI Technology (Shanghai) Co Ltd | ASW H-S | ASW3000H-S (AS4777-2 2020) | 3 | 2022-07-14 | 2025-07-14
Huawei Technologies Co Ltd | SUN2000-29.9/36/40KTL-M3 | SUN2000-29.9KTL-M3 (AS4777-2 2020) | 29.9 | 2022-02-16 | 2025-12-31
Sigenergy Technology Co Ltd | Sigen Energy Storage System | SigenStor-20T-EV25-22.48 (AS4777-2 2020) | 20 | 2026-04-16 | 2027-12-31
Guangzhou Sanjing Electric Co Ltd | H2 | H2-12K-T3-AU (AS4777-2 2020) | 12 | 2025-04-14 | 2028-04-14
Shanghai SIGEN New Energy Technology Co Ltd | Sigen Energy Storage System | SigenStor-25T-EV12-32 (AS4777-2 2020) | 25 | 2025-08-19 | 2027-12-31
Suzhou Bytewatt Technology Co Ltd | BW | BW-INV-SPB5K (AS4777-2 2020) | 5 | 2023-05-22 | 2026-11-18
Shanghai SIGEN New Energy Technology Co Ltd | Sigen Energy Storage System | SigenStor-30T-EV25-13 (AS4777-2 2020) | 29.999 | 2025-08-19 | 2027-12-31
Sigenergy Technology Co Ltd | Sigen Energy Storage System | SigenStor-12S-14.42 (AS4777-2 2020) | 12 | 2026-04-16 | 2027-12-31
Redback Energy Pty Ltd | RED-C1 | RED-C1-T125AC (AS4777-2 2020) | 125 | 2026-04-29 | 2029-04-29
Jiangsu Weiheng Intelligent Technology Co Ltd | PowerPod (AGAVE-SH Ultra) | SIA-4.6kW (AS4777-2 2020) | 4.6 | 2025-09-25 | 2028-09-25
Sigenergy Technology Co Ltd | Sigen Energy Storage System | SigenStor-10S-50.58 (AS4777-2 2020) | 9.999 | 2026-04-16 | 2027-12-31
Hoymiles Power Electronics Inc | HM | HM-700P (AS4777-2 2020) | 0.714 | 2023-01-18 | 2025-08-23
NingBo Deye Inverter Technology Co Ltd | Grid-Connected PV Inverter | SUN-18K-G05-AU (AS4777-2 2020) | 18 | 2025-05-30 | 2027-04-20
Pylon Technologies Co Ltd | FH3X | FH3X-10K-HY-3P-20 (AS4777-2 2020) | 10 | 2025-11-14 | 2027-12-31
Shenzhen Poweroak Newener Co Ltd | N/A | EnergyPro 5K (AS4777-2 2020) | 5 | 2025-10-20 | 2028-09-28
Enphase Energy Inc | IQ8 | IQ8HC-72-M-ACM-INT (AS4777-2 2020) | 0.38 | 2024-03-19 | 2027-03-19
Alpha ESS Co Ltd | SMILE-B5 Series | SMILE-B5 III (AS4777-2 2020) | 5 | 2024-08-15 | 2027-10-12
Shanghai SIGEN New Energy Technology Co Ltd | Sigen Energy Storage System | SigenStor-15T-EV12-34 (AS4777-2 2020) | 15 | 2025-08-19 | 2027-12-31
Ningbo Sunways Technologies Co Ltd | STS-xKTL-P | STS-5KTL-P (AS4777-2 2020) | 5 | 2022-06-23 | 2027-06-22
Sigenergy Technology Co Ltd | Sigen Energy Storage System | SigenStor-3S-42.92 (AS4777-2 2020) | 3 | 2026-04-16 | 2027-12-31
Sigenergy Technology Co Ltd | Sigen Energy Storage System | SigenStor-20T-EV25-42.18 (AS4777-2 2020) | 20 | 2026-04-16 | 2027-12-31
Shanghai SIGEN New Energy Technology Co Ltd | Sigen Energy Storage System | SigenStor-30T-5 (AS4777-2 2020) | 29.999 | 2025-08-19 | 2027-12-31
Sigenergy Technology Co Ltd | Sigen Energy Storage System | SigenStor-5S-29 (AS4777-2 2020) | 4.999 | 2025-09-11 | 2027-12-31
NOARK Electrics (Shanghai) Co Ltd | Ex9N-DH | Ex9N-DH-5KS-AU (AS4777-2 2020) | 5 | 2023-11-08 | 2026-11-08
Sigenergy Technology Co Ltd | Sigen Energy Storage System | SigenStor-5T-9.04 (AS4777-2 2020) | 5 | 2026-04-16 | 2027-12-31
Sigenergy Technology Co Ltd | Sigen Energy Storage System | SigenStor-20T-50.32 (AS4777-2 2020) | 20 | 2026-04-16 | 2027-12-31
Sungrow Power Supply Co Ltd | Residential | SG2.0RS-S (AS4777-2 2020) | 2 | 2022-04-12 | 2028-07-07
Sigenergy Technology Co Ltd | Sigen Energy Storage System | SigenStor-10S-50.32 (AS4777-2 2020) | 9.999 | 2026-04-16 | 2027-12-31
LG Energy Solution Ltd | LGES | LGES-5048 (AS4777-2 2020) | 5 | 2022-06-17 | 2025-06-17
Huizhou RoyPow Technology Co Ltd | N/A | SUN10000T-E/I (AS4777-2 2020) | 10 | 2025-09-16 | 2028-09-16
FOXESS CO LTD | T-G3 Series | T20-G3 (AS4777-2 2020) | 20 | 2025-03-07 | 2028-03-07
Sigenergy Technology Co Ltd | Sigen Energy Storage System | SigenStor-3S-44.62 (AS4777-2 2020) | 3 | 2026-04-16 | 2027-12-31
NingBo Deye Inverter Technology Co Ltd | Grid-Connected PV Inverter | SUN-25K-G05-AU (AS4777-2 2020) | 25 | 2022-05-04 | 2027-04-20
Sigenergy Technology Co Ltd | Sigen Energy Storage System | SigenStor-10S-EV12-19.8 (AS4777-2 2020) | 9.999 | 2026-04-16 | 2027-12-31
Sigenergy Technology Co Ltd | Sigen Energy Storage System | SigenStor-6S-42.92 (AS4777-2 2020) | 6 | 2026-04-16 | 2027-12-31
Afore New Energy Technology (Shanghai) Co Ltd | AFx-TH | AF5K-TH (AS4777-2 2020) | 5 | 2025-12-02 | 2028-10-12
Clenergy Technology Co Ltd | TNK | TNK-5000-PV-E1 (AS4777-2 2020) | 5 | 2024-06-05 | 2027-06-05
Sigenergy Technology Co Ltd | Sigen Energy Storage System | SigenStor-10T-EV12-35.18 (AS4777-2 2020) | 9.999 | 2026-04-16 | 2027-12-31
Alpha ESS Co Ltd | SMILE-S | SMILE-S5 II (AS4777-2 2020) | 5 | 2022-11-24 | 2025-11-24
Sigenergy Technology Co Ltd | Sigen Energy Storage System | SigenStor-8S-50.58 (AS4777-2 2020) | 8 | 2026-04-16 | 2027-12-31
Solar Bos Pty Ltd | HS3 | HS3-5K-S2-W-P6-AUS (AS4777-2 2020) | 4.999 | 2026-06-19 | 2027-12-31
Hoymiles Power Electronics Inc | Energy Storage System | HiOne-20T-48B-G3-AU (AS4777-2 2020) | 20 | 2026-08-13 | 2027-12-31
Sigenergy Technology Co Ltd | Sigen Energy Storage System | SigenStor-8S-EV25-21.08 (AS4777-2 2020) | 8 | 2026-04-16 | 2027-12-31
Guangzhou Sanjing Electric Co Ltd | R5 | R5-4K-T2-15 (AS4777-2 2020) | 4 | 2022-02-02 | 2025-05-02
GoodWe Technologies Co Ltd | MS | GW6000-MS (AS4777-2 2020) | 6 | 2022-06-06 | 2025-06-06
Fronius Australia Pty Ltd | Primo | Primo 4.6-1 (AS4777-2 2020) | 4.6 | 2021-12-01 | 2026-11-24
Sigenergy Technology Co Ltd | Sigen Energy Storage System | SigenStor-8S-EV12-38.6 (AS4777-2 2020) | 8 | 2026-04-16 | 2027-12-31
Shenzhen Kstar New Energy Company Limited | BlueSpark | E6KT-D22 (AS4777-2 2020) | 6 | 2026-06-01 | 2029-06-01
Delta Electronics Inc | BX6.3_AC100 | BX6.3_AC100 (AS4777-2 2020) | 3 | 2022-03-02 | 2025-03-02
SolaX Power Network Technology (Zhe jiang) Co Ltd | X3 MIC | X3-MIC-15K-G2 (AS4777-2 2020) | 15 | 2022-07-01 | 2025-08-14
Sigenergy Technology Co Ltd | Sigen Energy Storage System | SigenStor-15T-EV25-39.16 (AS4777-2 2020) | 15 | 2026-04-16 | 2027-12-31
Shanghai SIGEN New Energy Technology Co Ltd | Sigen Energy Storage System | SigenStor-5T-10 (AS4777-2 2020) | 5 | 2024-10-03 | 2027-10-03
Sigenergy Technology Co Ltd | Sigen Energy Storage System | SigenStor-6S-44.62 (AS4777-2 2020) | 6 | 2026-04-16 | 2027-12-31
Ginlong Technologies Co Ltd | S6 | S6-EH3P9.9K02-NV-YD-L-AU (AS4777-2 2020) | 9.999 | 2026-03-11 | 2029-03-11
Jiangsu Weiheng Intelligent Technology Co Ltd | Agave-TH | WH-TIA502 (AS4777-2 2020) | 5 | 2025-05-09 | 2028-05-09
Redback Energy Pty Ltd | RED-C1 | RED-C1-T100AC (AS4777-2 2020) | 100 | 2026-04-29 | 2029-04-29
Sigenergy Technology Co Ltd | Sigen Energy Storage System | SigenStor-10T-EV25-24.1 (AS4777-2 2020) | 9.999 | 2026-04-16 | 2027-12-31
Shenzhen Growatt New Energy Co Ltd | SPA 3000-6000 TL-AU | SPA 3600TL-AU (AS4777-2 2020) | 3.68 | 2024-11-27 | 2027-11-27
SolaX Power Network Technology (Zhe jiang) Co Ltd | X3 Hybrid | X3-Hybrid-5.0-D (AS4777-2 2020) | 4.999 | 2025-06-27 | 2027-05-19
Sigenergy Technology Co Ltd | Sigen Energy Storage System | SigenStor-25T-EV25-42.18 (AS4777-2 2020) | 25 | 2026-04-16 | 2027-12-31
Shenzhen SOFARSOLAR Co Ltd | SOFAR 3.3K~12KTLX-G3 | SOFAR 5KTLX-G3-A (AS4777-2 2020) | 5 | 2024-09-07 | 2026-06-08
Sungrow Power Supply Co Ltd | Commercial | SC110CX (AS4777-2 2020) | 110 | 2025-01-15 | 2028-01-15
Sigenergy Technology Co Ltd | Sigen Energy Storage System | SigenStor-25T-45.2 (AS4777-2 2020) | 25 | 2026-04-16 | 2027-12-31
SUNSYNK AUSTRALIA PTY LTD | HYBRID INVERTER | SUNSYNK-16K-SG01LP1 (AS4777-2 2020) | 16 | 2025-08-18 | 2028-07-31
AISWEI Technology Co Ltd | ASW45-60K-LT-G3 | ASW60K-LT-G3 (AS4777-2 2020) | 60 | 2024-01-22 | 2027-01-22
FOXESS CO LTD | T-G3 Series | T17-G3 (AS4777-2 2020) | 17 | 2025-03-07 | 2028-03-07
Shenzhen SOFARSOLAR Co Ltd | SOFAR 25-50KTLX-G3 | SOFAR 36KTLX-G3 (AS4777-2 2020) | 36 | 2025-09-02 | 2027-06-20
Solar Bos Pty Ltd | Energy Vault | AS1-3KS-5.1 (AS4777-2 2020) | 3 | 2022-02-08 | 2026-01-22
Shenzhen SOFARSOLAR Co Ltd | 25K-50KTLX-G3 | SOFAR 40KTLX-G3 (AS4777-2 2020) | 40 | 2022-08-08 | 2025-09-01
Dongguan Hinen New Energy Technology Co Ltd | A series | AC3600S (AS4777-2 2020) | 3.6 | 2025-11-25 | 2028-11-25
Shenzhen SOFARSOLAR Co Ltd | ESI | ESI 4K-S1 (AS4777-2 2020) | 4 | 2023-01-23 | 2027-09-20
Sigenergy Technology Co Ltd | Sigen Energy Storage System | SigenStor-15T-EV12-31.52 (AS4777-2 2020) | 15 | 2026-04-16 | 2027-12-31
Panasonic New Zealand Limited | N/A | SV-LV ESS G3 21.6-1(5.37kWh) (AS4777-2 2020) | 5 | 2025-07-24 | 2027-12-31
Shanghai SIGEN New Energy Technology Co Ltd | SIGEN HYBRID INVERTER | Sigen Hybrid 4.0 SP (AS4777-2 2020) | 4 | 2024-09-24 | 2027-09-24
Shenzhen Growatt New Energy Co Ltd | SPA 3000-6000 TL-AUB | SPA 5000TL-AUB (AS4777-2 2020) | 5 | 2024-11-27 | 2027-11-27
Shanghai SIGEN New Energy Technology Co Ltd | Sigen Energy Storage System | SigenStor-10T-EV12-16 (AS4777-2 2020) | 9.999 | 2025-08-19 | 2027-12-31
NingBo Deye Inverter Technology Co Ltd | Single Phase Hybrid Inverter | SUN-10K-SG05LP1-AU-AM2-P (AS4777-2 2020) | 9.999 | 2026-07-20 | 2029-07-20
Shanghai SIGEN New Energy Technology Co Ltd | Sigen Energy Storage System | SigenStor-5S-10 (AS4777-2 2020) | 4.999 | 2024-06-05 | 2027-06-05
Shanghai SIGEN New Energy Technology Co Ltd | Sigen Energy Storage System | SigenStor-10T-24 (AS4777-2 2020) | 9.999 | 2024-10-03 | 2027-10-03
Sungrow Power Supply Co Ltd | RT | SH5.0RT (AS4777-2 2020) | 5 | 2024-12-17 | 2027-12-17
Sigenergy Technology Co Ltd | Sigen Energy Storage System | SigenStor-25T-EV12-43.24 (AS4777-2 2020) | 25 | 2026-04-16 | 2027-12-31
Sigenergy Technology Co Ltd | Sigen Energy Storage System | SigenStor-5T-EV25-39.16 (AS4777-2 2020) | 5 | 2026-04-16 | 2027-12-31
Shenzhen Atess Power Technology Co Ltd | PCS | PCS630 (AS4777-2 2020) | 630 | 2024-01-02 | 2027-01-02
GoodWe Technologies Co Ltd | ES G2 | GW3600-ES-20 (AS4777-2 2020) | 3.68 | 2023-01-10 | 2027-09-22
Sigenergy Technology Co Ltd | Sigen Energy Storage System | SigenStor-8S-EV25-33.88 (AS4777-2 2020) | 8 | 2026-04-16 | 2027-12-31
Sigenergy Technology Co Ltd | Sigen Energy Storage System | SigenStor-12S-EV12-37.54 (AS4777-2 2020) | 12 | 2026-04-16 | 2027-12-31
Shenzhen SOFARSOLAR Co Ltd | HYD 3-6K-EP | HYD 5500-EP (AS4777-2 2020) | 5 | 2022-07-18 | 2025-07-18
Sigenergy Technology Co Ltd | Sigen Energy Storage System | SigenStor-3S-54.24 (AS4777-2 2020) | 3 | 2026-04-16 | 2027-12-31
Sigenergy Technology Co Ltd | Sigen Energy Storage System | SigenStor-15T-EV12-35.18 (AS4777-2 2020) | 15 | 2026-04-16 | 2027-12-31
Sigenergy Technology Co Ltd | Sigen Energy Storage System | SigenStor-10S-40.96 (AS4777-2 2020) | 9.999 | 2026-04-16 | 2027-12-31
Fimer SpA | PVS-100-TL | PVS-100-TL-POWER MODULE + WB-SY2-PVS-100-TL (AS4777-2 2020) | 100 | 2022-06-27 | 2025-06-27
Sigenergy Technology Co Ltd | Sigen Energy Storage System | SigenStor-3S-30.12 (AS4777-2 2020) | 3 | 2026-04-16 | 2027-12-31
Sigenergy Technology Co Ltd | Sigen Energy Storage System | SigenStor-5S-32.9 (AS4777-2 2020) | 4.999 | 2026-04-16 | 2027-12-31
Sigenergy Technology Co Ltd | Sigen Energy Storage System | SigenStor-8S-EV12-17.1 (AS4777-2 2020) | 8 | 2026-04-16 | 2027-12-31
Shenzhen Growatt New Energy Co Ltd | MOD | MOD 13KTL3-X (AS4777-2 2020) | 13 | 2021-12-19 | 2025-06-18
Sigenergy Technology Co Ltd | Sigen Energy Storage System | SigenStor-30T-24.1 (AS4777-2 2020) | 29.999 | 2026-04-16 | 2027-12-31
Sigenergy Technology Co Ltd | Sigen Energy Storage System | SigenStor-8S-EV25-35.58 (AS4777-2 2020) | 8 | 2026-04-16 | 2027-12-31
Altenergy Power System Inc | 3-Phase Microinverter | QT2-AU (AS4777-2 2020) | 2 | 2023-01-18 | 2027-09-29
SolaX Power Network Technology (Zhe jiang) Co Ltd | X1 MINI | X1-1.5-S-N(L) (AS4777-2 2020) | 1.5 | 2022-03-29 | 2025-07-03
ENPHASE ENERGY AUSTRALIA PTY. LTD. | IQ7 | IQ7A-72-M-INT (AS4777-2 2020) | 0.366 | 2021-12-17 | 2025-07-30
Pylon Technologies Co Ltd | FH3X | FH3X-12K-HY-3P-30 (AS4777-2 2020) | 12 | 2025-11-14 | 2027-12-31
Enertek Holdings Pty Ltd | HP-6 | HP-6M/1S (AS4777-2 2020) | 3.6 | 2022-05-02 | 2025-03-14
Ginlong Technologies Co Ltd | S6 | S6-EA1P6K-L (AS4777-2 2020) | 6 | 2024-08-06 | 2027-08-06
Shanghai SIGEN New Energy Technology Co Ltd | Sigen Energy Storage System | SigenStor-6S-10 (AS4777-2 2020) | 6 | 2024-06-05 | 2027-06-05
Sigenergy Technology Co Ltd | Sigen Energy Storage System | SigenStor-12S-35.92 (AS4777-2 2020) | 12 | 2026-04-16 | 2027-12-31
Sigenergy Technology Co Ltd | Sigen Energy Storage System | SigenStor-12S-EV25-28.84 (AS4777-2 2020) | 12 | 2026-04-16 | 2027-12-31
Solar Bos Pty Ltd | AS3 | AS3-10K-T-W-P6-AUS (AS4777-2 2020) | 10 | 2026-06-19 | 2027-12-31
SolaX Power Network Technology (Zhe jiang) Co Ltd | X3 Pro | X3-PRO-30K-G2 (AS4777-2 2020) | 30 | 2022-06-28 | 2025-07-15
AISWEI Technology (Shanghai) Co Ltd | ASW-S-G2 | ASW3680-S-G2 (AS4777-2 2020) | 3.68 | 2026-01-22 | 2029-01-22
Shenzhen Growatt New Energy Co Ltd | MIC | MIC 2500TL-X (AS4777-2 2020) | 2.5 | 2021-11-15 | 2025-05-15
Enphase Energy Inc | IQ8 | IQ8X-80-M-INT (AS4777-2 2020) | 0.38 | 2024-06-12 | 2027-06-12
Sigenergy Technology Co Ltd | Sigen Energy Storage System | SigenStor-8S-36.9 (AS4777-2 2020) | 8 | 2026-04-16 | 2027-12-31
Sigenergy Technology Co Ltd | Sigen Energy Storage System | SigenStor-8S-43.64 (AS4777-2 2020) | 8 | 2026-04-16 | 2027-12-31
Redback Operations Pty Ltd | SI | SI10000 (AS4777-2 2020) | 10 | 2025-07-28 | 2027-05-25
Shanghai SIGEN New Energy Technology Co Ltd | Sigen Energy Storage System | SigenStor-20T-EV12-29 (AS4777-2 2020) | 20 | 2025-08-19 | 2027-12-31
Hoymiles Power Electronics Inc | Power Conversion System | HPCS125 (AS4777-2 2020) | 125 | 2026-07-23 | 2029-07-23
Fronius Australia Pty Ltd | Primo GEN24 | Primo GEN24 5.0 SC (AS4777-2 2020) | 5 | 2026-07-30 | 2029-07-30
Sigenergy Technology Co Ltd | Sigen Energy Storage System | SigenStor-12S-18.08 (AS4777-2 2020) | 12 | 2026-04-16 | 2027-12-31
Hoymiles Power Electronics Inc | Energy Storage System | HiOne-10S-16B-G3-AU (AS4777-2 2020) | 9.9 | 2026-08-13 | 2027-12-31
Shanghai SIGEN New Energy Technology Co Ltd | Sigen Energy Storage System | SigenStor-10T-EV12-21 (AS4777-2 2020) | 9.999 | 2025-08-19 | 2027-12-31
Shanghai SIGEN New Energy Technology Co Ltd | Sigen Energy Storage System | SigenStor-25T-EV25-5 (AS4777-2 2020) | 25 | 2025-08-19 | 2027-12-31
GoodWe Technologies Co Ltd | ETC | GW50K06-ETC (AS4777-2 2020) | 50 | 2023-08-10 | 2025-08-23
Pylon Technologies Co Ltd | FH3X | FH3X-5K-HY-1P-10 (AS4777-2 2020) | 5 | 2025-09-12 | 2027-12-31
Jinko Solar Co Ltd | SUNTANK | JKS-4.6HLVS-ABI (AS4777-2 2020) | 4.6 | 2022-06-03 | 2025-06-03
Grundfos Holding A S | RSI 0100 | RSI0100-3L-0061-4-X | 29.3 | 2024-05-20 | 2027-05-20
Sigenergy Technology Co Ltd | Sigen Energy Storage System | SigenStor-12S-EV12-39.24 (AS4777-2 2020) | 12 | 2026-04-16 | 2027-12-31
FOXESS Co Ltd | H3-Smart | H3-6.0-Smart (AS4777-2 2020) | 6 | 2025-07-03 | 2028-07-03
Sigenergy Technology Co Ltd | Sigen Energy Storage System | SigenStor-6S-37.88 (AS4777-2 2020) | 6 | 2026-04-16 | 2027-12-31
Hoymiles Power Electronics Inc | HM | HM-600 (AS4777-2 2020) | 0.6 | 2023-01-18 | 2025-08-23
SolarEdge Technologies Ltd | Three Phase Inverter | SE100K (AS4777-2 2020) | 100 | 2021-12-17 | 2026-12-17
8 Star Energy Pty Ltd | Force HS-AS Series | FORCE 4.6HS (AS4777-2 2020) | 4.6 | 2024-04-04 | 2027-04-04
Sigenergy Technology Co Ltd | Sigen Energy Storage System | SigenStor-20T-52.28 (AS4777-2 2020) | 20 | 2026-04-16 | 2027-12-31
Shenzhen Growatt New Energy Co Ltd | SPH 3000-6000 TL-HU | SPH 4000TL-HU (AS4777-2 2020) | 4 | 2024-11-27 | 2027-11-27
Sigenergy Technology Co Ltd | Sigen Energy Storage System | SigenStor-10S-EV12-18.08 (AS4777-2 2020) | 9.999 | 2026-04-16 | 2027-12-31
Shenzhen SOFARSOLAR Co Ltd | HYD 3-6K-EP | HYD 6000-EP (AS4777-2 2020) | 6 | 2022-07-18 | 2025-07-18
Sigenergy Technology Co Ltd | Sigen Energy Storage System | SigenStor-8S-EV25-38.26 (AS4777-2 2020) | 8 | 2026-04-16 | 2027-12-31
Sigenergy Technology Co Ltd | Sigen Energy Storage System | SigenStor-3S-22.48 (AS4777-2 2020) | 3 | 2026-04-16 | 2027-12-31
Sigenergy Technology Co Ltd | Sigen Energy Storage System | SigenStor-15T-EV25-44.22 (AS4777-2 2020) | 15 | 2026-04-16 | 2027-12-31
Sungrow Power Supply Co Ltd | Residential | SG3.0RS (AS4777-2 2020) | 3 | 2022-04-12 | 2028-07-07
Hoymiles Power Electronics Inc | HYT-HV | HYT-5.0HV-AUG1 (AS4777-2 2020) | 5 | 2023-09-27 | 2026-09-27
Sigenergy Technology Co Ltd | Sigen Energy Storage System | SigenStor-25T-EV25-22.48 (AS4777-2 2020) | 25 | 2026-04-16 | 2027-12-31
Dongguan Hinen New Energy Technology Co Ltd | A Series | A25000T (AS4777-2 2020) | 25 | 2025-08-21 | 2028-08-21
Panasonic New Zealand Limited | N/A | SV-LV ESS G3 10.8-1(5.37kWh) (AS4777-2 2020) | 5 | 2025-07-24 | 2027-12-31
Sigenergy Technology Co Ltd | Sigen Energy Storage System | SigenStor-20T-EV25-30.12 (AS4777-2 2020) | 20 | 2026-04-16 | 2027-12-31
Sigenergy Technology Co Ltd | Sigen Energy Storage System | SigenStor-5S-EV12-30.54 (AS4777-2 2020) | 4.999 | 2026-04-16 | 2027-12-31
Sigenergy Technology Co Ltd | Sigen Energy Storage System | SigenStor-8S-EV25-11.4 (AS4777-2 2020) | 8 | 2026-04-16 | 2027-12-31
SolaX Power Network Technology (Zhe jiang) Co Ltd | X3 Pro | X3-PRO-12K-G2 (AS4777-2 2020) | 12 | 2022-06-28 | 2025-07-15
Sigenergy Technology Co Ltd | Sigen Energy Storage System | SigenStor-10S-48.2 (AS4777-2 2020) | 9.999 | 2026-04-16 | 2027-12-31
Sigenergy Technology Co Ltd | Sigen Energy Storage System | SigenStor-8S-41.94 (AS4777-2 2020) | 8 | 2026-04-16 | 2027-12-31
Ginlong Technologies Co Ltd | S6 | S6-GR3P8K03-NV-ND-AU (AS4777-2 2020) | 8 | 2024-10-16 | 2027-10-16
Sigenergy Technology Co Ltd | Sigen Energy Storage System | SigenStor-25T-EV12-25.16 (AS4777-2 2020) | 25 | 2026-04-16 | 2027-12-31
AISWEI Technology Co Ltd | ASW -LT | ASW80K-LT (AS4777-2 2020) | 80 | 2023-07-25 | 2026-11-05
Shenzhen Infypower Co Ltd | EXP07K1E-FSW | EXP07K1E-FSW-E + IAU32AD-AW1 (AS4777-2 2020) | 6.2 | 2025-11-26 | 2028-11-26
Shanghai SIGEN New Energy Technology Co Ltd | Sigen Energy Storage System | SigenStor-20T-37 (AS4777-2 2020) | 20 | 2025-08-19 | 2027-12-31
NingBo Deye Inverter Technology Co Ltd | Three Phase String Inverter | SUN-15K-G05-AU (AS4777-2 2020) | 15 | 2023-06-22 | 2027-07-19
Sigenergy Technology Co Ltd | Sigen Energy Storage System | SigenStor-5S-EV12-38.52 (AS4777-2 2020) | 4.999 | 2026-04-16 | 2027-12-31
GoodWe Technologies Co Ltd | GEH | GEH8.6-1U-10 (AS4777-2 2020) | 8.6 | 2022-04-22 | 2027-03-23
Sigenergy Technology Co Ltd | Sigen Energy Storage System | SigenStor-20T-EV12-43.24 (AS4777-2 2020) | 20 | 2026-04-16 | 2027-12-31
Sigenergy Technology Co Ltd | Sigen Energy Storage System | SigenStor-3S-40.56 (AS4777-2 2020) | 3 | 2026-04-16 | 2027-12-31
Shanghai SIGEN New Energy Technology Co Ltd | Sigen Energy Storage System | SigenStor-20T-EV12-34 (AS4777-2 2020) | 20 | 2025-08-19 | 2027-12-31
Sigenergy Technology Co Ltd | Sigen Energy Storage System | SigenStor-10T-53.26 (AS4777-2 2020) | 9.999 | 2026-04-16 | 2027-12-31
Sigenergy Technology Co Ltd | Sigen Energy Storage System | SigenStor-25T-EV25-12.04 (AS4777-2 2020) | 25 | 2026-04-16 | 2027-12-31
Huizhou RoyPow Technology Co Ltd | PowerHome | SUN3600S-E/I (AS4777-2 2020) | 3.6 | 2025-10-13 | 2028-10-13
Afore New Energy Technology (Shanghai) Co Ltd | Low Voltage Hybird Inverter | AF5K-SL (AS4777-2 2020) | 5 | 2023-06-13 | 2026-12-10
Dongguan Hinen New Energy Technology Co Ltd | H3000-EU - H6000-EU | H3000-EU (AS4777-2 2020) | 3 | 2024-02-13 | 2027-02-13
Sigenergy Technology Co Ltd | Sigen Energy Storage System | SigenStor-5S-EV12-11.4 (AS4777-2 2020) | 4.999 | 2026-04-16 | 2027-12-31
Enphase Energy Inc | IQ9 | IQ9N-A-INT (AS4777-2 2020) | 0.427 | 2026-03-17 | 2029-03-17
Hoymiles Power Electronics Inc | Energy Storage System | HiOne-20T-24B-G3-AU (AS4777-2 2020) | 20 | 2026-08-13 | 2027-12-31
Enphase Energy Inc | IQ Battery 5P with FlexPhase | IQBATTERY-5P-3P-INT-1.84-3P (AS4777-2 2020) | 1.84 | 2025-07-31 | 2027-12-31
NingBo Deye Inverter Technology Co Ltd | AI | Al-W5.1-8P1-AU-B (AS4777-2 2020) | 8 | 2026-07-20 | 2029-07-20
SHENZHEN POWEROAK NEWENER CO LTD | N/A | EP760 (AS4777-2 2020) | 7.6 | 2024-04-29 | 2027-04-29
Sigenergy Technology Co Ltd | Sigen Energy Storage System | SigenStor-10S-EV12-39.58 (AS4777-2 2020) | 9.999 | 2026-04-16 | 2027-12-31
Shenzhen Growatt New Energy Co Ltd | MIN | MIN 2500TL-XH (AS4777-2 2020) | 2.5 | 2021-12-01 | 2025-01-08
Sigenergy Technology Co Ltd | Sigen Energy Storage System | SigenStor-8S-EV12-31.52 (AS4777-2 2020) | 8 | 2026-04-16 | 2027-12-31
Altenergy Power System Inc | DS3D | DS3D-H (AS4777-2 2020) | 2 | 2023-03-08 | 2025-11-23
Enphase Energy Australia Pty Ltd | IQ7 | IQ7A-72-E-ACM-INT (AS4777-2 2020) | 0.349 | 2025-07-31 | 2026-12-07
GoodWe Technologies Co Ltd | SMT Series | GW36K-MT (AS4777-2 2020) | 36 | 2022-06-17 | 2027-04-08
Guangzhou Sanjing Electric Co Ltd | H2 | H2-3.6K-S2 (AS4777-2 2020) | 3.68 | 2022-09-07 | 2029-04-16
Sigenergy Technology Co Ltd | Sigen Energy Storage System | SigenStor-15T-EV12-6.02 (AS4777-2 2020) | 15 | 2026-04-16 | 2027-12-31
SolaX Power Network Technology (Zhe jiang) Co Ltd | X3-AELIO | X3-AELIO-61K (AS4777-2 2020) | 61 | 2025-11-25 | 2028-11-25
Shanghai SIGEN New Energy Technology Co Ltd | Sigen Energy Storage System | SigenStor-12S-24 (AS4777-2 2020) | 12 | 2025-03-04 | 2027-12-31
iStore (QLD) Pty Ltd | IS-INV-3PH | IS-INV-29900-3PH (AS4777-2 2020) | 29.9 | 2024-05-24 | 2027-05-24
Ginlong Technologies Co Ltd | 5G | Solis-1P7K-5G (AS4777-2 2020) | 7 | 2022-06-10 | 2025-02-23
SolaX Power Network Technology (Zhe jiang) Co Ltd | X3-PRO G2 | X3-PRO-8K-G2 (AS4777-2 2020) | 8 | 2025-07-16 | 2027-06-08
Dyness Digital Energy Technology Co Ltd | Cygni | Cygni 8.0HS-M3 (AS4777-2 2020) | 8 | 2025-07-14 | 2027-12-31
Sigenergy Technology Co Ltd | Sigen Energy Storage System | SigenStor-3S-EV12-40.22 (AS4777-2 2020) | 3 | 2026-04-16 | 2027-12-31
Sigenergy Technology Co Ltd | Sigen Energy Storage System | SigenStor-25T-EV25-36.16 (AS4777-2 2020) | 25 | 2026-04-16 | 2027-12-31
Sigenergy Technology Co Ltd | Sigen Energy Storage System | SigenStor-10T-EV25-33.22 (AS4777-2 2020) | 9.999 | 2026-04-16 | 2027-12-31
Ningbo Sunways Technologies Co Ltd | STH4-12kW | STH-12KTL-HT-P (AS4777-2 2020) | 12 | 2026-07-23 | 2029-07-23
Ningbo Sunways Technologies Co Ltd | STS-xKTL-P | STS-3.6KTL-P (AS4777-2 2020) | 3.6 | 2022-06-23 | 2027-06-22
Sigenergy Technology Co Ltd | Sigen Energy Storage System | SigenStor-5S-53.26 (AS4777-2 2020) | 4.999 | 2026-04-16 | 2027-12-31
CET Australia Pty Ltd | Sierra Hybrid System - 48Vdc | Hybrid Sierra System 48 VDC / 81 kVA (AS4777-2 2020) | 64.8 | 2025-11-07 | 2028-11-07
SolaX Power Network Technology (Zhe jiang) Co Ltd | X3 Pro | X3-PRO-15K-G2 (AS4777-2 2020) | 15 | 2022-06-28 | 2025-07-15
Sigenergy Technology Co Ltd | Sigen Energy Storage System | SigenStor-5S-27.52 (AS4777-2 2020) | 4.999 | 2026-04-16 | 2027-12-31
ENPHASE ENERGY AUSTRALIA PTY. LTD. | IQ7 | IQ7A-72-E-ACM-INT (AS4777-2 2020) | 0.349 | 2021-12-17 | 2025-07-30
AISWEI Technology (Shanghai) Co Ltd | ASW -S-G2 | ASW3000-S-G2 (AS4777-2 2020) | 3 | 2022-10-25 | 2026-01-21
Guangzhou Sanjing Electric Co Ltd | CHS2 | CHS2-50K-T6-204.8V/280Ah/51.5kWh (AS4777-2 2020) | 50 | 2025-04-08 | 2027-12-31
Shenzhen Growatt New Energy Co Ltd | MIN | MIN 4200TL-XA (AS4777-2 2020) | 4.2 | 2022-03-25 | 2025-01-08
Hiconics Eco-energy Drive Technology Co Ltd | HEC2 | HEC2-S5.0Hr2 (AS4777-2 2020) | 5 | 2024-06-07 | 2027-06-07
Sigenergy Technology Co Ltd | Sigen Energy Storage System | SigenStor-5S-41.94 (AS4777-2 2020) | 4.999 | 2026-04-16 | 2027-12-31
FOXESS CO LTD | H3-Pro | H3-Pro-25.0 (AS4777-2 2020) | 25 | 2026-01-21 | 2029-01-21
Sigenergy Technology Co Ltd | Sigen Energy Storage System | SigenStor-20T-EV25-41.28 (AS4777-2 2020) | 20 | 2026-04-16 | 2027-12-31
Grundfos Holding A S | RSI 0100 | RSI0100-3L-0031-4-X | 14.9 | 2024-05-20 | 2027-05-20
Ginlong Technologies Co Ltd | S6 | S6-EH3P50K-H-AU (AS4777-2 2020) | 50 | 2025-05-07 | 2028-05-07
Shanghai SIGEN New Energy Technology Co Ltd | Sigen Energy Storage System | SigenStor-5T-EV12-26 (AS4777-2 2020) | 5 | 2025-08-19 | 2027-12-31
Redback Operations Pty Ltd | Smart Battery | SB7200 (AS4777-2 2020) | 3.3 | 2021-12-19 | 2025-06-22
Pylon Technologies Co Ltd | FH3X | FH3X-15K-HY-3P-15 (AS4777-2 2020) | 15 | 2025-11-14 | 2027-12-31
Alpha ESS Co Ltd | Storion-SMILE-B3 | Storion-SMILE-B3 VI (AS4777-2 2020) | 3 | 2024-08-14 | 2027-01-27
Sigenergy Technology Co Ltd | Sigen Energy Storage System | SigenStor-20T-EV25-12.04 (AS4777-2 2020) | 20 | 2026-04-16 | 2027-12-31
Shanghai SIGEN New Energy Technology Co Ltd | Sigen Energy Storage System | SigenStor-10T-EV25-8 (AS4777-2 2020) | 9.999 | 2025-08-19 | 2027-12-31
Pylon Technologies Co Ltd | FH3X | FH3X-8K-HY-1P-15 (AS4777-2 2020) | 8 | 2025-09-12 | 2027-12-31
AISWEI Technology (Shanghai) Co Ltd | ASW -S | ASW3000-S (AS4777-2 2020) | 3 | 2022-06-28 | 2025-06-28
Fronius Australia Pty Ltd | Primo GEN24 | Primo GEN24 5.0 (AS4777-2 2020) | 5 | 2021-11-27 | 2026-10-05
Shanghai SIGEN New Energy Technology Co Ltd | Sigen Energy Storage System | SigenStor-30T-EV12-32 (AS4777-2 2020) | 29.999 | 2025-08-19 | 2027-12-31
ShenZhen HNergy Co Ltd | ES-series | HNESPS125-34M0Q (AS4777-2 2020) | 125 | 2026-04-23 | 2029-04-23
FOXESS Co Ltd | AIO-AC1 | AIO-AC1-6.0-HVS7.8 (AS4777-2 2020) | 6 | 2022-12-21 | 2025-08-23
Sigenergy Technology Co Ltd | Sigen Energy Storage System | SigenStor-30T-EV25-17.1 (AS4777-2 2020) | 29.999 | 2026-04-16 | 2027-12-31
Shenzhen SOFARSOLAR Co Ltd | TLX-G3 | SOFAR 20KTLX-G3 (AS4777-2 2020) | 20 | 2022-06-24 | 2027-03-15
Shenzhen GivEnergy Co Ltd | GivEnergy 3PH | GIV-3HY-11.0-HV (AS4777-2 2020) | 11 | 2025-05-14 | 2028-05-14
GoodWe Technologies Co Ltd | GEP 4-20KW Three Phase Series | GEP8-3-AU10 (AS4777-2 2020) | 8 | 2022-06-29 | 2026-09-30
AISWEI Technology Co Ltd | ASW H-T2/T3 | ASW10kH-T3 (AS4777-2 2020) | 9.999 | 2024-07-22 | 2027-07-22
Sigenergy Technology Co Ltd | Sigen Energy Storage System | SigenStor-15T-EV12-33.22 (AS4777-2 2020) | 15 | 2026-04-16 | 2027-12-31
Sigenergy Technology Co Ltd | Sigen Energy Storage System | SigenStor-5S-EV12-36.56 (AS4777-2 2020) | 4.999 | 2026-04-16 | 2027-12-31
Dongguan Hinen New Energy Technology Co Ltd | A series | AC4600S-E (AS4777-2 2020) | 4.6 | 2025-11-25 | 2028-11-25
GoodWe Technologies Co Ltd | PCS 125K | GW100K-PCS-N-G10 (AS4777-2 2020) | 100 | 2026-04-30 | 2029-04-30
Shenzhen SOFARSOLAR Co Ltd | 3.3K-12KTL-X | SOFAR 12KTL-X (AS4777-2 2020) | 12 | 2022-07-07 | 2025-07-07
NingBo Deye Inverter Technology Co Ltd | Hybrid Inverter | SUN-10K-SG04LP3-AU (AS4777-2 2020) | 10 | 2022-05-09 | 2027-04-28
Sigenergy Technology Co Ltd | Sigen Energy Storage System | SigenStor-10S-EV12-36.16 (AS4777-2 2020) | 9.999 | 2026-04-16 | 2027-12-31
Shenzhen SOFARSOLAR Co Ltd | 3.3K-12KTL-X | SOFAR 11KTL-X (AS4777-2 2020) | 10 | 2022-07-07 | 2025-07-07
Sigenergy Technology Co Ltd | Sigen Energy Storage System | SigenStor-3S-42.18 (AS4777-2 2020) | 3 | 2026-04-16 | 2027-12-31
Yinergy Digital Power Technology Co Ltd | HI | HI-1P6K-L-Y1 (AS4777-2 2020) | 6 | 2026-06-05 | 2029-06-05
Sigenergy Technology Co Ltd | Sigen Energy Storage System | SigenStor-6S-45.6 (AS4777-2 2020) | 6 | 2026-04-16 | 2027-12-31
NingBo Deye Inverter Technology Co Ltd | Three Phase String Inverter | SUN-5K-G05-AU (AS4777-2 2020) | 5 | 2023-06-22 | 2027-07-19
Sigenergy Technology Co Ltd | Sigen Energy Storage System | SigenStor-10S-EV12-24.1 (AS4777-2 2020) | 9.999 | 2026-04-16 | 2027-12-31
CEEG (JIANGSU) TECH CO LTD | CHCI | CHCI-3.6K-10.24KWH (AS4777-2 2020) | 3.6 | 2023-07-17 | 2025-08-23
SolaX Power Network Technology Zhejiang Co Ltd | X1 Fit | X1-Fit-5.0I (AS4777-2 2020) | 4.999 | 2022-02-09 | 2025-02-09
Redback Operations Pty Ltd | SI | SI5000 (AS4777-2 2020) | 5 | 2025-04-02 | 2027-04-26
Hoymiles Power Electronics Inc | Energy Storage System | HiOne-12S-48B-G3-AU (AS4777-2 2020) | 12 | 2026-08-13 | 2027-12-31
Bytewatt Technology Co Ltd | Three Phase Hybrid Inverter | BW-INV-TPH5K (AS4777-2 2020) | 5 | 2025-03-04 | 2028-03-04
NingBo Deye Inverter Technology Co Ltd | SUN series | SUN-7K-G02P1-AU-AM2 (AS4777-2 2020) | 7 | 2025-07-22 | 2028-07-22
8 Star Energy Pty Ltd | Energizer Solar Force Series | Force 3S (AS4777-2 2020) | 3 | 2023-04-05 | 2027-10-28
Sigenergy Technology Co Ltd | Sigen Energy Storage System | SigenStor-5S-46.32 (AS4777-2 2020) | 4.999 | 2026-04-16 | 2027-12-31
Each Energy Technology (Suzhou) Co Ltd | EES-M1 | EES10K-M1 (AS4777-2 2020) | 10 | 2022-07-29 | 2025-07-29
Hoymiles Power Electronics Inc | HM | HM-700 (AS4777-2 2020) | 0.7 | 2023-01-18 | 2025-08-23
Shanghai SIGEN New Energy Technology Co Ltd | Sigen Energy Storage System | SigenStor-15T-10 (AS4777-2 2020) | 15 | 2024-10-03 | 2027-10-03
Sigenergy Technology Co Ltd | Sigen Energy Storage System | SigenStor-15T-52.28 (AS4777-2 2020) | 15 | 2026-04-16 | 2027-12-31
Ginlong Technologies Co Ltd | S5 | S5-EH1P6K-L (AS4777-2 2020) | 6 | 2022-06-23 | 2028-04-09
Shanghai Chint Power Systems Co LTD | CPS SCA-T | CPS SCA25KTL-T1/EU (AS4777-2 2020) | 25 | 2023-08-29 | 2025-08-23
Sigenergy Technology Co Ltd | Sigen Energy Storage System | SigenStor-10S-24.1 (AS4777-2 2020) | 9.999 | 2026-04-16 | 2027-12-31
Sigenergy Technology Co Ltd | Sigen Energy Storage System | SigenStor-15T-EV25-45.2 (AS4777-2 2020) | 15 | 2026-04-16 | 2027-12-31
GoodWe Technologies Co Ltd | ESA | GW6K-BTA-G20 (AS4777-2 2020) | 6 | 2026-07-01 | 2029-07-01
Guangzhou Sanjing Electric Co Ltd | R6 | R6-6K-T2-AUS (AS4777-2 2020) | 6 | 2023-11-06 | 2026-11-06
Pylon Technologies Co Ltd | FH3X | FH3X-6K-HY-1P-20 (AS4777-2 2020) | 6 | 2025-09-12 | 2027-12-31
Shanghai SIGEN New Energy Technology Co Ltd | Sigen Energy Storage System | SigenStor-5T-EV12-21 (AS4777-2 2020) | 5 | 2025-08-19 | 2027-12-31
GoodWe Technologies Co Ltd | GEP 5-10kW | GEP5.0-1C-30 (AS4777-2 2020) | 5 | 2023-05-19 | 2026-05-19
SYL (NINGBO) BATTERY CO LTD | Risen Stack1 | SU84E42LM (AS4777-2 2020) | 42 | 2025-12-23 | 2027-12-31
Bytewatt Technology Co Ltd | Three Phase Hybrid Inverter | BW-INV-TPH4K (AS4777-2 2020) | 4 | 2025-03-04 | 2028-03-04
Sigenergy Technology Co Ltd | Sigen Energy Storage System | SigenStor-10S-EV25-17.1 (AS4777-2 2020) | 9.999 | 2026-04-16 | 2027-12-31
Pylon Technologies Co Ltd | FH3X | FH3X-15K-HY-3P-35 (AS4777-2 2020) | 15 | 2025-11-14 | 2027-12-31
Sigenergy Technology Co Ltd | Sigen Energy Storage System | SigenStor-10S-EV12-38.52 (AS4777-2 2020) | 9.999 | 2026-04-16 | 2027-12-31
Sigenergy Technology Co Ltd | Sigen Energy Storage System | SigenStor-5T-EV25-28.84 (AS4777-2 2020) | 5 | 2026-04-16 | 2027-12-31
BEIJING HUA XIN LIU HE INVESTMENT (AUSTRALIA) PTY LTD | Z20 | Z20I3K6D (AS4777-2 2020) | 3.68 | 2022-05-19 | 2025-05-19
Sigenergy Technology Co Ltd | Sigen Energy Storage System | SigenStor-12S-EV25-42.26 (AS4777-2 2020) | 12 | 2026-04-16 | 2027-12-31
Shenzhen Growatt New Energy Co Ltd | MID 10-40KTL3-X | MID 40KTL3-X-AU (AS4777-2 2020) | 40 | 2022-02-09 | 2025-08-15
FOXESS Co Ltd | G | G7 (AS4777-2 2020) | 7 | 2022-09-27 | 2025-10-26
Sigenergy Technology Co Ltd | Sigen Energy Storage System | SigenStor-8S-EV25-39.16 (AS4777-2 2020) | 8 | 2026-04-16 | 2027-12-31
SolaX Power Network Technology (Zhe jiang) Co Ltd | X1-Smart G2 | X1-SMT-7K-G2 (AS4777-2 2020) | 7 | 2024-04-02 | 2027-04-02
Shenzhen Sinexcel Isuna Energy Technology Co Ltd | Isuna S-SL | Isuna 6000S (AS4777-2 2020) | 6 | 2026-02-13 | 2029-02-13
AISWEI Technology Co Ltd | ASW25-40K-LT-G3 | ASW25K-LT-G3 (AS4777-2 2020) | 25 | 2023-11-09 | 2026-11-09
Sigenergy Technology Co Ltd | Sigen Energy Storage System | SigenStor-10S-31.52 (AS4777-2 2020) | 9.999 | 2026-04-16 | 2027-12-31
Shanghai SIGEN New Energy Technology Co Ltd | Sigen Energy Storage System | SigenStor-30T-EV25-8 (AS4777-2 2020) | 29.999 | 2025-08-19 | 2027-12-31
Sigenergy Technology Co Ltd | Sigen Energy Storage System | SigenStor-6S-49.6 (AS4777-2 2020) | 6 | 2026-04-16 | 2027-12-31
Shenzhen SOFARSOLAR Co Ltd | SOFAR 3-6KTLM-G3 | SOFAR 6KTLM-G3 (AS4777-2 2020) | 6 | 2024-08-18 | 2027-08-18
Alpha ESS Co Ltd | SMILE-B3-PLUS | SMILE-B3-PLUS IV (AS4777-2 2020) | 3 | 2022-01-22 | 2026-08-19
Sigenergy Technology Co Ltd | Sigen Energy Storage System | SigenStor-12S-30.2 (AS4777-2 2020) | 12 | 2026-04-16 | 2027-12-31
Sigenergy Technology Co Ltd | Sigen Energy Storage System | SigenStor-30T-48.2 (AS4777-2 2020) | 29.999 | 2026-04-16 | 2027-12-31
Solar Bos Pty Ltd | HS3 | HS3-6K-S2-W-P4-AUS (AS4777-2 2020) | 6 | 2026-06-19 | 2027-12-31
FOXESS Co Ltd | 1K5-1P-HI | 1K5-1P-HI-7 (AS4777-2 2020) | 7 | 2025-05-29 | 2028-05-29
Wuxi Solinteg Power Co Ltd | Integ M Series | MHS-3K-30 (AS4777-2 2020) | 3 | 2023-12-11 | 2028-07-25
Grundfos Holding A S | RSI 0100 | RSI0100-3L-0012-4-X | 5.8 | 2024-05-20 | 2027-05-20
Sigenergy Technology Co Ltd | Sigen Energy Storage System | SigenStor-30T-EV12-24.1 (AS4777-2 2020) | 29.999 | 2026-04-16 | 2027-12-31
GoodWe Technologies Co Ltd | ESA | GW20K-ETA-G20 (AS4777-2 2020) | 20 | 2026-02-16 | 2029-02-16
NOARK Electrics (Shanghai) Co Ltd | Ex9N-DG | Ex9N-DG-3.6KS-AU (AS4777-2 2020) | 3.6 | 2023-11-08 | 2026-11-08
Sigenergy Technology Co Ltd | Sigen Energy Storage System | SigenStor-10S-52.28 (AS4777-2 2020) | 9.999 | 2026-04-16 | 2027-12-31
Shenzhen SOFARSOLAR Co Ltd | HYD 3-6K-EP | HYD 5000-EP (AS4777-2 2020) | 5 | 2022-07-18 | 2025-07-18
Fimer SpA | PVS | PVS-12.5-TL-SX (AS4777-2 2020) | 12.5 | 2022-06-15 | 2027-06-10
Shanghai SIGEN New Energy Technology Co Ltd | Sigen Energy Storage System | SigenStor-10S-EV12-24 (AS4777-2 2020) | 9.999 | 2025-03-14 | 2027-12-31
TEMPO (AUST) PTY LTD | HBI | SP-6KW-HBI (AS4777-2 2020) | 6 | 2025-11-10 | 2027-10-27
Sigenergy Technology Co Ltd | Sigen Energy Storage System | SigenStor-12S-EV12-24.1 (AS4777-2 2020) | 12 | 2026-04-16 | 2027-12-31
Fimer SpA | UNO | UNO-DM-4.0-TL-PLUS-SB-Q (AS4777-2 2020) | 4 | 2022-06-17 | 2027-02-04
Sigenergy Technology Co Ltd | Sigen Energy Storage System | SigenStor-12S-EV12-14.42 (AS4777-2 2020) | 12 | 2026-04-16 | 2027-12-31
Sigenergy Technology Co Ltd | Sigen Energy Storage System | SigenStor-6S-23.12 (AS4777-2 2020) | 6 | 2026-04-16 | 2027-12-31
Each Energy Technology (Suzhou) Co Ltd | EES-M1 | EES4K-M1 (AS4777-2 2020) | 4 | 2022-07-28 | 2025-07-28
Atmoce Holding BV | M-ELV Battery | MS-7K-U-1P + MC100PRO-S1P (AS4777-2 2020) | 4.5 | 2026-04-20 | 2027-12-31
Shenzhen Magarevo Technology Co Ltd | MPS series | MPS0150 | 150 | 2022-10-24 | 2025-10-24
Ningbo Sunways Technologies Co Ltd | STS-xKTL | STS-11KTL (AS4777-2 2020) | 11 | 2022-06-23 | 2027-06-22
Sigenergy Technology Co Ltd | Sigen Energy Storage System | SigenStor-12S-39.24 (AS4777-2 2020) | 12 | 2026-04-16 | 2027-12-31
TEMPO (AUST) PTY LTD | HBI | AS-4.6KW-HBI (AS4777-2 2020) | 4.6 | 2023-01-23 | 2025-11-09
Sigenergy Technology Co Ltd | Sigen Energy Storage System | SigenStor-15T-EV25-28.84 (AS4777-2 2020) | 15 | 2026-04-16 | 2027-12-31
Sigenergy Technology Co Ltd | Sigen Energy Storage System | SigenStor-12S-EV25-44.22 (AS4777-2 2020) | 12 | 2026-04-16 | 2027-12-31
SUNSYNK AUSTRALIA PTY LTD | HYBRID INVERTER | SUNSYNK-12K-SG01LP1 (AS4777-2 2020) | 12 | 2025-08-18 | 2028-07-31
SolaX Power Network Technology Zhejiang Co Ltd | X3 Hybrid | X3-Hybrid-6.0-D (AS4777-2 2020) | 6 | 2022-06-29 | 2025-06-26
AISWEI Technology (Shanghai) Co Ltd | ASW H-S2 | ASW3000H-S2 (AS4777-2 2020) | 3 | 2022-07-19 | 2029-01-22
GoodWe Technologies Co Ltd | HT | GW100K-HT (AS4777-2 2020) | 99.99 | 2022-05-31 | 2026-09-10
Fimer SpA | UNO | UNO-DM-4.6-TL-PLUS-B-Q (AS4777-2 2020) | 4.6 | 2022-02-04 | 2027-02-04
Sigenergy Technology Co Ltd | Sigen Energy Storage System | SigenStor-20T-36.16 (AS4777-2 2020) | 20 | 2026-04-16 | 2027-12-31
Shanghai SIGEN New Energy Technology Co Ltd | Sigen Energy Storage System | SigenStor-12S-8 (AS4777-2 2020) | 12 | 2025-03-04 | 2027-12-31
Sigenergy Technology Co Ltd | Sigen Energy Storage System | SigenStor-25T-EV12-19.8 (AS4777-2 2020) | 25 | 2026-04-16 | 2027-12-31
Huawei Technologies Co Ltd | SUN2000-2/3/4/4.6/5/6KTL-L1 | SUN2000-3KTL-L1 (AS4777-2 2020) | 3 | 2022-05-16 | 2025-12-31
Sigenergy Technology Co Ltd | Sigen Energy Storage System | SigenStor-10S-36.16 (AS4777-2 2020) | 9.999 | 2026-04-16 | 2027-12-31
Wuxi Solinteg Power Co Ltd | M2HT-25-50K-150 | M2HT-25K-150 (AS4777-2 2020) | 25 | 2026-03-06 | 2029-03-06
Sigenergy Technology Co Ltd | Sigen Energy Storage System | SigenStor-20T-EV12-9.04 (AS4777-2 2020) | 20 | 2026-04-16 | 2027-12-31
Sigenergy Technology Co Ltd | Sigen Energy Storage System | SigenStor-10S-23.12 (AS4777-2 2020) | 9.999 | 2026-04-16 | 2027-12-31
Ningbo Sunways Technologies Co Ltd | STT-4K~25KTL-P | STT-10KTL-P (AS4777-2 2020) | 10 | 2022-12-23 | 2025-12-23
GoodWe Technologies Co Ltd | GEP 4-20KW Three Phase Series | GEP20-3-10 (AS4777-2 2020) | 20 | 2022-06-29 | 2026-09-30
Sigenergy Technology Co Ltd | Sigen Energy Storage System | SigenStor-12S-EV25-30.12 (AS4777-2 2020) | 12 | 2026-04-16 | 2027-12-31
Sigenergy Technology Co Ltd | Sigen Energy Storage System | SigenStor-3S-EV12-12.04 (AS4777-2 2020) | 3 | 2026-04-16 | 2027-12-31
Dyness Digital Energy Technology Co Ltd | Cygni | Cygni 8.0HS-M4 (AS4777-2 2020) | 8 | 2025-07-14 | 2027-12-31
Sigenergy Technology Co Ltd | Sigen Energy Storage System | SigenStor-30T-EV12-22.48 (AS4777-2 2020) | 29.999 | 2026-04-16 | 2027-12-31
Sigenergy Technology Co Ltd | Sigen Energy Storage System | SigenStor-12S-6.02 (AS4777-2 2020) | 12 | 2026-04-16 | 2027-12-31
Ningbo Sunways Technologies Co Ltd | STT-4~25KTL-P | STT-20KTL-P (AS4777-2 2020) | 20 | 2022-08-18 | 2027-07-20
Sigenergy Technology Co Ltd | Sigen Energy Storage System | SigenStor-10T-EV12-45.2 (AS4777-2 2020) | 9.999 | 2026-04-16 | 2027-12-31
Sigenergy Technology Co Ltd | Sigen Energy Storage System | SigenStor-5S-24.84 (AS4777-2 2020) | 4.999 | 2026-04-16 | 2027-12-31
Sigenergy Technology Co Ltd | Sigen Energy Storage System | SigenStor-5S-37.88 (AS4777-2 2020) | 4.999 | 2026-04-16 | 2027-12-31
Fronius Australia Pty Ltd | Primo GEN24 | Primo GEN24 3.6 (AS4777-2 2020) | 3.68 | 2021-11-27 | 2026-10-05
Sigenergy Technology Co Ltd | Sigen Energy Storage System | SigenStor-8S-35.92 (AS4777-2 2020) | 8 | 2026-04-16 | 2027-12-31
Jinko Solar Co Ltd | SUNTANK | JKS-3HLVS-ABI (AS4777-2 2020) | 3 | 2022-06-03 | 2025-06-03
GoodWe Technologies Co Ltd | SMT Series | GW25K-MT (AS4777-2 2020) | 25 | 2022-06-17 | 2027-04-08
Sigenergy Technology Co Ltd | Sigen Energy Storage System | SigenStor-6S-41.28 (AS4777-2 2020) | 6 | 2026-04-16 | 2027-12-31
Hoymiles Power Electronics Inc | HMS | HMS-300-1T (AS4777-2 2020) | 0.3 | 2023-02-13 | 2026-02-13
Sungrow Power Supply Co Ltd | RT | SG10RT (AS4777-2 2020) | 9.999 | 2023-04-24 | 2029-06-30
GoodWe Technologies Co Ltd | DNS | GW3000D-NS (AS4777-2 2020) | 3 | 2022-06-03 | 2025-06-03
Sigenergy Technology Co Ltd | Sigen Energy Storage System | SigenStor-5S-39.58 (AS4777-2 2020) | 4.999 | 2026-04-16 | 2027-12-31
Sigenergy Technology Co Ltd | Sigen Energy Storage System | SigenStor-5T-49.34 (AS4777-2 2020) | 5 | 2026-04-16 | 2027-12-31
Sigenergy Technology Co Ltd | Sigen Energy Storage System | SigenStor-3S-EV12-35.92 (AS4777-2 2020) | 3 | 2026-04-16 | 2027-12-31
Shanghai SIGEN New Energy Technology Co Ltd | Sigen Energy Storage System | SigenStor-20T-40 (AS4777-2 2020) | 20 | 2024-10-03 | 2027-10-03
Sigenergy Technology Co Ltd | Sigen Energy Storage System | SigenStor-5S-41.2 (AS4777-2 2020) | 4.999 | 2026-04-16 | 2027-12-31
GoodWe Technologies Co Ltd | ESA | GW5K-EHA-G20 (AS4777-2 2020) | 5 | 2025-07-25 | 2028-07-25
Sigenergy Technology Co Ltd | Sigen Energy Storage System | SigenStor-8S-EV12-39.24 (AS4777-2 2020) | 8 | 2026-04-16 | 2027-12-31
Shanghai Sieyuan Watten Technology Co Ltd | H1 | SiH-20kW-TH (AS4777-2 2020) | 20 | 2025-09-24 | 2028-09-24
Fronius Australia Pty Ltd | Symo | Symo 5.0-3-M (AS4777-2 2020) | 5 | 2021-12-02 | 2026-11-17
Sigenergy Technology Co Ltd | Sigen Energy Storage System | SigenStor-8S-EV25-28.84 (AS4777-2 2020) | 8 | 2026-04-16 | 2027-12-31
CET Australia Pty Ltd | Sierra Hybrid System - 48Vdc | Hybrid Sierra System 48 VDC / 54 kVA (AS4777-2 2020) | 43.2 | 2025-11-07 | 2028-11-07
Guangzhou Sanjing Electric Co Ltd | H2 | H2-3K-S2 (AS4777-2 2020) | 3 | 2022-09-07 | 2029-04-16
SolaX Power Network Technology (Zhe jiang) Co Ltd | X3-ULT | X3-ULT-15K (AS4777-2 2020) | 14.999 | 2024-06-25 | 2027-06-25
Redback Operations Pty Ltd | Smart Hybrid | SH5000 (AS4777-2 2020) | 5 | 2022-05-12 | 2025-06-19
GD Midea Air-conditioning Equipment Co Ltd | M1 Series | M1-T8K (AS4777-2 2020) | 8 | 2025-08-05 | 2028-08-05
Sigenergy Technology Co Ltd | Sigen Energy Storage System | SigenStor-12S-43.9 (AS4777-2 2020) | 12 | 2026-04-16 | 2027-12-31
Shanghai SIGEN New Energy Technology Co Ltd | Sigen Energy Storage System | SigenStor-25T-EV25-16 (AS4777-2 2020) | 25 | 2025-08-19 | 2027-12-31
GoodWe Technologies Co Ltd | ETC | GW100K05-ETC (AS4777-2 2020) | 100 | 2023-08-10 | 2025-08-23
Ginlong Technologies Co Ltd | 4G | Solis-3P20K-4G (AS4777-2 2020) | 20 | 2024-08-23 | 2025-08-23
Sigenergy Technology Co Ltd | Sigen Energy Storage System | SigenStor-6S-EV12-29.48 (AS4777-2 2020) | 6 | 2026-04-16 | 2027-12-31
Sigenergy Technology Co Ltd | Sigen Energy Storage System | SigenStor-25T-EV25-41.28 (AS4777-2 2020) | 25 | 2026-04-16 | 2027-12-31
Sigenergy Technology Co Ltd | Sigen Energy Storage System | SigenStor-5S-EV12-18.08 (AS4777-2 2020) | 4.999 | 2026-04-16 | 2027-12-31
Sigenergy Technology Co Ltd | Sigen Energy Storage System | SigenStor-3S-EV12-11.4 (AS4777-2 2020) | 3 | 2026-04-16 | 2027-12-31
FOXESS CO LTD | H1-G2 | H1-4.6-E-G2 (AS4777-2 2020) | 4.6 | 2024-01-03 | 2027-01-03
CEEG (JIANGSU) TECH CO LTD | CHCI | CHCI-5.0K-5.12KWH (AS4777-2 2020) | 5 | 2023-07-17 | 2025-08-23
Sigenergy Technology Co Ltd | Sigen Energy Storage System | SigenStor-10S-39.24 (AS4777-2 2020) | 9.999 | 2026-04-16 | 2027-12-31
CSI Solar Co Ltd | CSI-9K-1P | CSI-9K-S22003-E (AS4777-2 2020) | 9 | 2022-10-21 | 2025-08-23
TEMPO (AUST) PTY LTD | HBI | AKE-5.5KW-HBI (AS4777-2 2020) | 5.5 | 2023-01-23 | 2027-10-27
NOARK Electrics (Shanghai) Co Ltd | Ex9N-DH | Ex9N-DH-10KT-AU (AS4777-2 2020) | 10 | 2024-01-16 | 2027-01-16
Sigenergy Technology Co Ltd | Sigen Energy Storage System | SigenStor-12S-EV12-33.22 (AS4777-2 2020) | 12 | 2026-04-16 | 2027-12-31
Shanghai SIGEN New Energy Technology Co Ltd | Sigen Energy Storage System | SigenStor-10T-EV12-34 (AS4777-2 2020) | 9.999 | 2025-08-19 | 2027-12-31
GCL Green Energy System Technology Co Ltd | Honor | RY-8K-AUP3 (AS4777-2 2020) | 8 | 2023-12-01 | 2025-08-23
AISWEI Technology (Shanghai) Co Ltd | ASW -S-G2 | ASW5000-S-G2 (AS4777-2 2020) | 5 | 2022-10-25 | 2026-01-21
NingBo Deye Inverter Technology Co Ltd | Hybrid Inverter | SUN-15K-SG01HP3-AU-AM2 (AS4777-2 2020) | 15 | 2023-11-22 | 2026-11-22
Sigenergy Technology Co Ltd | Sigen Energy Storage System | SigenStor-6S-EV12-36.16 (AS4777-2 2020) | 6 | 2026-04-16 | 2027-12-31
Jiangsu Weiheng Intelligent Technology Co Ltd | AGAVE-SH | WH-SPHA5.0H-5.12kWh (AS4777-2 2020) | 5 | 2024-08-07 | 2027-01-11
Shenzhen SOFARSOLAR Co Ltd | N/A | SOFAR 20KTLX-G3-PRO (AS4777-2 2020) | 20 | 2023-07-07 | 2026-07-07
Sigenergy Technology Co Ltd | Sigen Energy Storage System | SigenStor-25T-EV12-15.06 (AS4777-2 2020) | 25 | 2026-04-16 | 2027-12-31
FOXESS Co Ltd | AIO-AC1 | AIO-AC1-5.0-HVS5.2 (AS4777-2 2020) | 4 | 2022-12-21 | 2025-08-23
Shenzhen SOFARSOLAR Co Ltd | N/A | SOFAR 23KTLX-G3-PRO (AS4777-2 2020) | 23 | 2023-07-07 | 2026-07-07
FOXESS Co Ltd | AIO-AC1 | AIO-AC1-5.0-HVS10.4 (AS4777-2 2020) | 5 | 2022-12-21 | 2025-08-23
Sigenergy Technology Co Ltd | Sigen Energy Storage System | SigenStor-12S-EV25-23.46 (AS4777-2 2020) | 12 | 2026-04-16 | 2027-12-31
Sigenergy Technology Co Ltd | Sigen Energy Storage System | SigenStor-5S-21 (AS4777-2 2020) | 4.999 | 2025-09-11 | 2027-12-31
Sigenergy Technology Co Ltd | Sigen Energy Storage System | SigenStor-5S-30.12 (AS4777-2 2020) | 4.999 | 2026-04-16 | 2027-12-31
Guangzhou Sanjing Electric Co Ltd | R6 | R6-8K-S3 (AS4777-2 2020) | 8 | 2023-07-05 | 2026-07-05
Eguana Technologies Inc. | EVOLVE ESS AU | EVOLVE ESS AU - 13kWh (AS4777-2 2020) | 5 | 2022-11-21 | 2025-08-23
Shenzhen Growatt New Energy Co Ltd | MOD | MOD 5000TL3-XH (AS4777-2 2020) | 5 | 2023-07-25 | 2026-10-23
FOXESS CO LTD | KH | KH9 (AS4777-2 2020) | 9 | 2025-06-13 | 2028-06-13
Altenergy Power System Inc | 3-Phase Microinverter | QT2 (AS4777-2 2020) | 2 | 2023-01-18 | 2027-09-29
Shenzhen Sinexcel Electric Co Ltd | PWS1-500kTL-EX | PWS1-500KTL-EX-5M1 (AS4777-2 2020) | 312.5 | 2023-04-26 | 2026-04-26
Ningbo Sunways Technologies Co Ltd | STH-3K~8KTL | STH-5KTL-HS (AS4777-2 2020) | 4.99 | 2023-11-10 | 2026-11-10
Shanghai SIGEN New Energy Technology Co Ltd | Sigen Hybrid Inverter | Sigen Hybrid 12.0 SP AU (AS4777-2 2020) | 12 | 2025-03-04 | 2028-03-04
SolarEdge Technologies Ltd | Single Phase Inverter | SE4000H-MM (AS4777-2 2020) | 4 | 2022-02-24 | 2025-02-12
Shanghai SIGEN New Energy Technology Co Ltd | Sigen Energy Controller | SigenStor EC 15.0 TP AU (AS4777-2 2020) | 15 | 2025-04-07 | 2028-04-07
Sigenergy Technology Co Ltd | Sigen Energy Storage System | SigenStor-12S-EV25-17.1 (AS4777-2 2020) | 12 | 2026-04-16 | 2027-12-31
Sigenergy Technology Co Ltd | Sigen Energy Storage System | SigenStor-12S-EV12-35.58 (AS4777-2 2020) | 12 | 2026-04-16 | 2027-12-31
GoodWe Technologies Co Ltd | ESA | GW8K-ETA-G20 (AS4777-2 2020) | 8 | 2026-02-16 | 2029-02-16
Guangzhou Sanjing Electric Co Ltd | R5 | R5-8K-S2 (AS4777-2 2020) | 8 | 2022-06-27 | 2025-07-09
Ginlong Technologies Co Ltd | S5 | S5-GC40K-AU (AS4777-2 2020) | 40 | 2022-05-13 | 2026-12-02
Sigenergy Technology Co Ltd | Sigen Energy Storage System | SigenStor-5S-EV12-35.92 (AS4777-2 2020) | 4.999 | 2026-04-16 | 2027-12-31
GoodWe Technologies Co Ltd | ET100K | GW99.99K-ET-G10 (AS4777-2 2020) | 99.99 | 2026-06-10 | 2029-06-10
Jiangsu Koyoe Energy Technology Co Ltd | Three-Phase Hybrid Inverter | KY-EST20KH (AS4777-2 2020) | 20 | 2025-09-15 | 2027-05-29
Jiangsu Koyoe Energy Technology Co Ltd | Three-Phase Hybrid Inverter | KY-EST15KH (AS4777-2 2020) | 15 | 2025-09-15 | 2027-05-29
Sigenergy Technology Co Ltd | Sigen Energy Storage System | SigenStor-8S-EV25-9.04 (AS4777-2 2020) | 8 | 2026-04-16 | 2027-12-31
Shenzhen SOFARSOLAR Co Ltd | TLX-G3 | SOFAR 15KTLX-G3-A (AS4777-2 2020) | 15 | 2022-06-24 | 2027-03-15
Sigenergy Technology Co Ltd | Sigen Energy Storage System | SigenStor-25T-EV25-17.1 (AS4777-2 2020) | 25 | 2026-04-16 | 2027-12-31
SolaX Power Network Technology (Zhe jiang) Co Ltd | X3-PRO G2 | X3-PRO-17K-G2 (AS4777-2 2020) | 17 | 2025-07-16 | 2027-06-08
Sigenergy Technology Co Ltd | Sigen Energy Storage System | SigenStor-15T-53.26 (AS4777-2 2020) | 15 | 2026-04-16 | 2027-12-31
Sigenergy Technology Co Ltd | Sigen Energy Storage System | SigenStor-6S-EV12-37.88 (AS4777-2 2020) | 6 | 2026-04-16 | 2027-12-31
Delta Electronics Inc | H5A_222 | H5A_222 (AS4777-2 2020) | 5 | 2024-12-20 | 2027-06-10
GoodWe Technologies Co Ltd | MS G4 | GW8.5K-MS-G40 (AS4777-2 2020) | 8.5 | 2026-06-26 | 2029-06-26
ELEXSYS R&D PTY LTD | EEdS | EEdS30 (AS4777-2 2020) | 30 | 2022-08-01 | 2025-08-01
Solar Bos Pty Ltd | AS3 | AS3-5K-T-W-P4-AUS (AS4777-2 2020) | 5 | 2026-06-19 | 2027-12-31
Shenzhen Growatt New Energy Co Ltd | MOD-XA | MOD 5000TL3-XA (AS4777-2 2020) | 5 | 2023-08-16 | 2026-08-16
Panasonic New Zealand Limited | N/A | SV-LV ESS G3 5.4-1(5.37kWh) (AS4777-2 2020) | 5 | 2025-07-24 | 2027-12-31
NOARK Electrics (Shanghai) Co Ltd | Ex9N-DH | Ex9N-DH-16KS-AU (AS4777-2 2020) | 16 | 2025-04-04 | 2028-04-04
Fronius Australia Pty Ltd | Symo GEN24 | Symo GEN24 5.0 (AS4777-2 2020) | 5 | 2021-12-03 | 2026-09-29
Sigenergy Technology Co Ltd | Sigen Energy Storage System | SigenStor-6S-EV12-32.9 (AS4777-2 2020) | 6 | 2026-04-16 | 2027-12-31
Sigenergy Technology Co Ltd | Sigen Energy Storage System | SigenStor-6S-EV12-39.58 (AS4777-2 2020) | 6 | 2026-04-16 | 2027-12-31
Jiangsu RCT Power Energy Technology Co Ltd | Hybrid Inverter | RHS-6K-H (AS4777-2 2020) | 6 | 2024-04-09 | 2027-04-09
Sigenergy Technology Co Ltd | Sigen Energy Storage System | SigenStor-12S-35.18 (AS4777-2 2020) | 12 | 2026-04-16 | 2027-12-31
Shenzhen SOFARSOLAR Co Ltd | N/A | SOFAR 110KTL (AS4777-2 2020) | 110 | 2022-06-29 | 2025-06-29
Shenzhen SOFARSOLAR Co Ltd | 1.1K-3.3KTL-G3 | SOFAR 2700TL-G3 (AS4777-2 2020) | 2.7 | 2022-07-12 | 2025-07-12
Sigenergy Technology Co Ltd | Sigen Energy Storage System | SigenStor-30T-EV12-35.18 (AS4777-2 2020) | 29.999 | 2026-04-16 | 2027-12-31
Sigenergy Technology Co Ltd | Sigen Energy Storage System | SigenStor-8S-EV12-24.84 (AS4777-2 2020) | 8 | 2026-04-16 | 2027-12-31
Sigenergy Technology Co Ltd | Sigen Energy Storage System | SigenStor-3S-47.3 (AS4777-2 2020) | 3 | 2026-04-16 | 2027-12-31
Sigenergy Technology Co Ltd | Sigen Energy Storage System | SigenStor-12S-22.14 (AS4777-2 2020) | 12 | 2026-04-16 | 2027-12-31
Shanghai SIGEN New Energy Technology Co Ltd | Sigen Energy Storage System | SigenStor-25T-EV25-18 (AS4777-2 2020) | 25 | 2025-08-19 | 2027-12-31
Alpha ESS Co Ltd | SMILE-G3 | SMILE-G3-T10-INV (AS4777-2 2020) | 9.999 | 2026-04-17 | 2029-04-17
Sigenergy Technology Co Ltd | Sigen Energy Storage System | SigenStor-5T-EV25-43.24 (AS4777-2 2020) | 5 | 2026-04-16 | 2027-12-31
Shenzhen SOFARSOLAR Co Ltd | SOFAR 3-6KTLM-G3 | SOFAR 5KTLM-G3-A (AS4777-2 2020) | 5 | 2024-08-18 | 2027-08-18
Sigenergy Technology Co Ltd | Sigen Energy Storage System | SigenStor-10S-EV25-44.22 (AS4777-2 2020) | 9.999 | 2026-04-16 | 2027-12-31
Sigenergy Technology Co Ltd | Sigen Energy Storage System | SigenStor-8S-44.62 (AS4777-2 2020) | 8 | 2026-04-16 | 2027-12-31
Sigenergy Technology Co Ltd | Sigen Energy Storage System | SigenStor-5S-29.48 (AS4777-2 2020) | 4.999 | 2026-04-16 | 2027-12-31
Sigenergy Technology Co Ltd | Sigen Energy Storage System | SigenStor-5T-EV25-33.14 (AS4777-2 2020) | 5 | 2026-04-16 | 2027-12-31
Shenzhen SOFARSOLAR Co Ltd | HYD ES series | HYD 3600-ES (AS4777-2 2020) | 3.68 | 2022-06-23 | 2025-06-23
Dongguan Hinen New Energy Technology Co Ltd | H3000-EU - H6000-EU | H4000-EU (AS4777-2 2020) | 4 | 2024-02-13 | 2027-02-13
Sigenergy Technology Co Ltd | Sigen Energy Storage System | SigenStor-6S-EV12-24.84 (AS4777-2 2020) | 6 | 2026-04-16 | 2027-12-31
Shanghai SIGEN New Energy Technology Co Ltd | Sigen Energy Controller | SigenStor EC 12.0 SP AU (AS4777-2 2020) | 12 | 2025-03-04 | 2028-03-04
Ecoflow Inc. | EcoFlow PowerOcean | EF HD-P1-3K-S1-A (AS4777-2 2020) | 3 | 2026-06-25 | 2029-06-25
Sigenergy Technology Co Ltd | Sigen Energy Storage System | SigenStor-25T-EV12-44.22 (AS4777-2 2020) | 25 | 2026-04-16 | 2027-12-31
Sigenergy Technology Co Ltd | Sigen Energy Storage System | SigenStor-5S-EV12-41.2 (AS4777-2 2020) | 4.999 | 2026-04-16 | 2027-12-31
Shanghai SIGEN New Energy Technology Co Ltd | Sigen Energy Storage System | SigenStor-10S-8 (AS4777-2 2020) | 9.999 | 2025-03-04 | 2027-12-31
Sigenergy Technology Co Ltd | Sigen Energy Storage System | SigenStor-5S-9.04 (AS4777-2 2020) | 4.999 | 2026-04-16 | 2027-12-31
Sigenergy Technology Co Ltd | Sigen Energy Storage System | SigenStor-8S-EV12-39.58 (AS4777-2 2020) | 8 | 2026-04-16 | 2027-12-31
Sigenergy Technology Co Ltd | Sigen Energy Storage System | SigenStor-30T-49.34 (AS4777-2 2020) | 29.999 | 2026-04-16 | 2027-12-31
GoodWe Technologies Co Ltd | SMT series | GW50KS-MT (AS4777-2 2020) | 50 | 2025-08-08 | 2026-09-28
Guangzhou Sanjing Electric Co Ltd | R5 | R5-3K-S1-15 (AS4777-2 2020) | 3 | 2022-06-28 | 2027-06-24
Enphase Energy Inc | IQ8 | IQ8MC-72-M-ACM-INT (AS4777-2 2020) | 0.325 | 2023-07-25 | 2026-10-23
Shenzhen SOFARSOLAR Co Ltd | N/A | ME 3000SP (AS4777-2 2020) | 3 | 2022-06-29 | 2025-06-29
Shanghai SIGEN New Energy Technology Co Ltd | Sigen Energy Controller | SigenStor EC 5.0 TP AU (AS4777-2 2020) | 5 | 2025-04-07 | 2028-04-07
Shanghai SIGEN New Energy Technology Co Ltd | Sigen Energy Storage System | SigenStor-15T-EV12-16 (AS4777-2 2020) | 15 | 2025-08-19 | 2027-12-31
Ginlong Technologies Co Ltd | 4G | Solis-3P6K-4G-AU (AS4777-2 2020) | 6 | 2024-08-23 | 2025-08-23
Sigenergy Technology Co Ltd | Sigen Energy Storage System | SigenStor-8S-EV12-11.4 (AS4777-2 2020) | 8 | 2026-04-16 | 2027-12-31
SolarEdge Technologies Ltd | Single Phase Inverter | SE8250H (AS4777-2 2020) | 8.25 | 2022-07-20 | 2027-01-17
Sigenergy Technology Co Ltd | Sigen Energy Storage System | SigenStor-8S-18.08 (AS4777-2 2020) | 8 | 2026-04-16 | 2027-12-31
Shenzhen SOFARSOLAR Co Ltd | ESI-5-12K-T1 | ESI-8K-T1 (AS4777-2 2020) | 8 | 2026-05-28 | 2029-05-28
Shenzhen SOFARSOLAR Co Ltd | SOFAR 3.3K~12KTLX-G3 | SOFAR 4.4KTLX-G3 (AS4777-2 2020) | 4 | 2024-09-07 | 2026-06-08
Wuxi Solinteg Power Co Ltd | OGS-3.6-6K | OGS-5K (AS4777-2 2020) | 5 | 2025-02-18 | 2028-02-18
Sigenergy Technology Co Ltd | Sigen Energy Storage System | SigenStor-10S-24.84 (AS4777-2 2020) | 9.999 | 2026-04-16 | 2027-12-31
Shenzhen Sinexcel Isuna Energy Technology Co Ltd | Isuna | Isuna 10000T (AS4777-2 2020) | 10 | 2025-08-22 | 2028-08-22
Shenzhen Growatt New Energy Co Ltd | MID 10-30KTL3-XH | MID 30KTL3-XH (AS4777-2 2020) | 29.9 | 2025-04-22 | 2028-04-22
Sigenergy Technology Co Ltd | Sigen Energy Storage System | SigenStor-20T-EV12-26.14 (AS4777-2 2020) | 20 | 2026-04-16 | 2027-12-31
Hiconics Eco-energy Drive Technology Co Ltd | Powerinfi | MH-HYIV3.8-SHE-AU (AS4777-2 2020) | 3.8 | 2026-03-11 | 2029-03-11
Dongguan Hinen New Energy Technology Co Ltd | A Series | A20000T-E (AS4777-2 2020) | 20 | 2025-08-21 | 2028-08-21
Shanghai SIGEN New Energy Technology Co Ltd | Sigen Hybrid Inverter | Sigen Hybrid 5.0 TP AU (AS4777-2 2020) | 5 | 2025-04-07 | 2028-04-07
Sigenergy Technology Co Ltd | Sigen Energy Storage System | SigenStor-10T-EV12-6.02 (AS4777-2 2020) | 9.999 | 2026-04-16 | 2027-12-31
Shanghai SIGEN New Energy Technology Co Ltd | Sigen Hybrid Inverter | Sigen Hybrid 17.0 TP AU (AS4777-2 2020) | 17 | 2025-04-07 | 2028-04-07
Shanghai SIGEN New Energy Technology Co Ltd | Sigen Energy Storage System | SigenStor-8S-EV12-32 (AS4777-2 2020) | 8 | 2025-03-14 | 2027-12-31
Sigenergy Technology Co Ltd | Sigen Energy Storage System | SigenStor-10S-39.58 (AS4777-2 2020) | 9.999 | 2026-04-16 | 2027-12-31
SolaX Power Network Technology (Zhe jiang) Co Ltd | X3-MIC G2 | X3-MIC-6K-G2 (AS4777-2 2020) | 6 | 2025-08-15 | 2027-05-30
Shanghai SIGEN New Energy Technology Co Ltd | Sigen Energy Storage System | SigenStor-5T-13 (AS4777-2 2020) | 5 | 2024-10-03 | 2027-10-03
Huizhou RoyPow Technology Co Ltd | PowerHome | SUN3000S-E/I (AS4777-2 2020) | 3 | 2025-10-13 | 2028-10-13
Sigenergy Technology Co Ltd | Sigen Energy Storage System | SigenStor-15T-EV25-43.24 (AS4777-2 2020) | 15 | 2026-04-16 | 2027-12-31
Ginlong Technologies Co Ltd | 4G | Solis-3P9K-4G-AU (AS4777-2 2020) | 9 | 2024-08-23 | 2025-08-23
Sigenergy Technology Co Ltd | Sigen Energy Storage System | SigenStor-8S-EV25-37.54 (AS4777-2 2020) | 8 | 2026-04-16 | 2027-12-31
Sigenergy Technology Co Ltd | Sigen Energy Storage System | SigenStor-20T-33.22 (AS4777-2 2020) | 20 | 2026-04-16 | 2027-12-31
Delta Electronics Inc | PCS100HV | PCS100HV (AS4777-2 2020) | 100 | 2021-12-01 | 2025-03-01
Sigenergy Technology Co Ltd | Sigen Energy Storage System | SigenStor-8S-EV25-31.18 (AS4777-2 2020) | 8 | 2026-04-16 | 2027-12-31
Studer Innotec SA | Xtender | XTH 8000-48 | 7 | 2023-12-07 | 2026-12-07
SolarEdge Technologies Ltd | Three Phase Inverter | SE5K-AUB (AS4777-2 2020) | 5 | 2021-12-17 | 2026-12-17
VACON Ltd | VACON 100X | VACON0100-3L-0016-4-X | 7.7 | 2025-11-28 | 2027-08-07
Shenzhen SOFARSOLAR Co Ltd | HYD | HYD 10KTL-3PH (AS4777-2 2020) | 10 | 2022-06-24 | 2027-03-24
Dyness Digital Energy Technology Co Ltd | Cygni | Cygni 10.0HS-M4 (AS4777-2 2020) | 9.999 | 2025-07-14 | 2027-12-31
Fronius Australia Pty Ltd | Primo GEN24 | Primo GEN24 3.6 SC (AS4777-2 2020) | 3.68 | 2026-07-30 | 2029-07-30
SRNE Solar Co Ltd | HESP | HESP4836S100-H (AS4777-2 2020) | 3.6 | 2025-10-31 | 2028-10-31
Shanghai SIGEN New Energy Technology Co Ltd | Sigen Energy Storage System | SigenStor-15T-EV25-5 (AS4777-2 2020) | 15 | 2025-08-19 | 2027-12-31
Sigenergy Technology Co Ltd | Sigen Energy Storage System | SigenStor-25T-EV12-9.04 (AS4777-2 2020) | 25 | 2026-04-16 | 2027-12-31
Sungrow Power Supply Co Ltd | RT | SG8.0RT (AS4777-2 2020) | 8 | 2021-12-16 | 2029-06-30
Shanghai SIGEN New Energy Technology Co Ltd | Sigen Energy Storage System | SigenStor-10T-16 (AS4777-2 2020) | 9.999 | 2024-10-03 | 2027-10-03
Alpha ESS Co Ltd | SMILE-M8/9/10-S | SMILE-M9-S-INV (AS4777-2 2020) | 9 | 2026-07-07 | 2029-07-07
Sigenergy Technology Co Ltd | Sigen Energy Storage System | SigenStor-12S-EV25-33.88 (AS4777-2 2020) | 12 | 2026-04-16 | 2027-12-31
Zhejiang Hyxi Technology Co Ltd | Three Phase Hybrid Inverter | HYX-H12K-HT (AS4777-2 2020) | 12 | 2025-11-25 | 2028-11-25
Latronic Sunpower Pty Ltd | LS Series II | LS-3548 | 3.5 | 2024-02-18 | 2026-01-25
Sigenergy Technology Co Ltd | Sigen Energy Storage System | SigenStor-30T-31.52 (AS4777-2 2020) | 29.999 | 2026-04-16 | 2027-12-31
Ginlong Technologies Co Ltd | S6 | S6-EH3P12K02-NV-YD-L-AU (AS4777-2 2020) | 12 | 2026-03-11 | 2029-03-11
Ningbo Sunways Technologies Co Ltd | STT-4~25KTL-P | STT-25KTL-P (AS4777-2 2020) | 25 | 2022-08-18 | 2027-07-20
Sigenergy Technology Co Ltd | Sigen Energy Storage System | SigenStor-12S-EV25-29.48 (AS4777-2 2020) | 12 | 2026-04-16 | 2027-12-31
ESY Sunhome Co Ltd | HM | ESYSUNHOME HM5 (AS4777-2 2020) | 5 | 2025-03-28 | 2028-03-28
Victron Energy BV | MultiPlus-II | MultiPlus-II 48/8000/110-100 230V | 8 | 2025-07-10 | 2028-07-10
iPotisEdge Co Ltd | IPS Series | IPS-6K-L60-S (AS4777-2 2020) | 6 | 2024-12-16 | 2027-12-16
Sigenergy Technology Co Ltd | Sigen Energy Storage System | SigenStor-15T-45.2 (AS4777-2 2020) | 15 | 2026-04-16 | 2027-12-31
Sigenergy Technology Co Ltd | Sigen Hybrid Inverter | Sigen PV 50M1-HYB-AU (AS4777-2 2020) | 50 | 2026-01-29 | 2029-01-29
GoodWe Technologies Co Ltd | BTC | GW50K07-BTC (AS4777-2 2020) | 50 | 2023-08-14 | 2025-08-23
Xiamen Kehua Digital Energy Tech Co Ltd | SPI-B2S | SPI5000-B2S (AS4777-2 2020) | 5 | 2023-12-13 | 2025-08-23
Sigenergy Technology Co Ltd | Sigen Energy Storage System | SigenStor-10T-24.1 (AS4777-2 2020) | 9.999 | 2026-04-16 | 2027-12-31
Wuxi Solinteg Power Co Ltd | Integ M Series | MHS-3.6K-30 (AS4777-2 2020) | 3.6 | 2023-12-11 | 2028-07-25
Sigenergy Technology Co Ltd | Sigen Energy Storage System | SigenStor-8S-25.82 (AS4777-2 2020) | 8 | 2026-04-16 | 2027-12-31
Sigenergy Technology Co Ltd | Sigen Energy Storage System | SigenStor-30T-27.12 (AS4777-2 2020) | 29.999 | 2026-04-16 | 2027-12-31
Shanghai SIGEN New Energy Technology Co Ltd | Sigen Energy Storage System | SigenStor-12S-EV25-10 (AS4777-2 2020) | 12 | 2025-03-14 | 2027-12-31
Sigenergy Technology Co Ltd | Sigen Energy Storage System | SigenStor-25T-EV12-30.12 (AS4777-2 2020) | 25 | 2026-04-16 | 2027-12-31
Sigenergy Technology Co Ltd | Sigen Energy Storage System | SigenStor-15T-EV12-21.08 (AS4777-2 2020) | 15 | 2026-04-16 | 2027-12-31
iStore (QLD) Pty Ltd | IS-HYB-3PH | IS-HYB-15000-3PH (AS4777-2 2020) | 15 | 2024-10-14 | 2027-10-14
Sigenergy Technology Co Ltd | Sigen Energy Storage System | SigenStor-8S-EV25-44.22 (AS4777-2 2020) | 8 | 2026-04-16 | 2027-12-31
Sigenergy Technology Co Ltd | Sigen Energy Storage System | SigenStor-5S-EV12-32.9 (AS4777-2 2020) | 4.999 | 2026-04-16 | 2027-12-31
SolaX Power Network Technology (Zhe jiang) Co Ltd | X1-MINI G4 | X1-MINI-2.5K-G4 (AS4777-2 2020) | 2.5 | 2023-05-13 | 2026-09-25
Fimer SpA | UNO | UNO-DM-6.0-TL-PLUS-SB-G-QU (AS4777-2 2020) | 6 | 2022-06-15 | 2025-03-08
Sigenergy Technology Co Ltd | Sigen Energy Storage System | SigenStor-8S-EV12-33.22 (AS4777-2 2020) | 8 | 2026-04-16 | 2027-12-31
Sigenergy Technology Co Ltd | Sigen Energy Storage System | SigenStor-5S-38.6 (AS4777-2 2020) | 4.999 | 2026-04-16 | 2027-12-31
Sigenergy Technology Co Ltd | Sigen Energy Storage System | SigenStor-3S-EV12-6.02 (AS4777-2 2020) | 3 | 2026-04-16 | 2027-12-31
Zhejiang Hyxi Technology Co Ltd | Single Phase String Inverter | HYX-S6K-S (AS4777-2 2020) | 6 | 2024-08-23 | 2027-08-23
Redx Technology Australia Pty Ltd | RX | RX-5000HY (AS4777-2 2020) | 5 | 2023-06-19 | 2026-11-01
Sigenergy Technology Co Ltd | Sigen Energy Storage System | SigenStor-8S-EV25-38.6 (AS4777-2 2020) | 8 | 2026-04-16 | 2027-12-31
Shanghai SIGEN New Energy Technology Co Ltd | Sigen Energy Controller | SigenStor EC 10.0 SP AU (AS4777-2 2020) | 9.999 | 2025-03-04 | 2028-03-04
Fronius Australia Pty Ltd | Fronius Symo Advanced | Symo Advanced 20.0-3-M (AS4777-2 2020) | 20 | 2023-06-06 | 2027-06-06
Shanghai SIGEN New Energy Technology Co Ltd | Sigen Energy Storage System | SigenStor-8S-8 (AS4777-2 2020) | 8 | 2025-03-04 | 2027-12-31
Sigenergy Technology Co Ltd | Sigen Energy Storage System | SigenStor-3S-12.04 (AS4777-2 2020) | 3 | 2026-04-16 | 2027-12-31
Alpha ESS Co Ltd | SMILE | SMILE-S5-HV-INV (AS4777-2 2020) | 5 | 2022-02-17 | 2025-06-24
Sigenergy Technology Co Ltd | Sigen Energy Storage System | SigenStor-3S-EV12-22.14 (AS4777-2 2020) | 3 | 2026-04-16 | 2027-12-31
Hiconics Eco-energy Drive Technology Co Ltd | Powerinfi | MH-HYIV5.0-SHE-AU (AS4777-2 2020) | 5 | 2026-03-11 | 2029-03-11
Sigenergy Technology Co Ltd | Sigen Energy Storage System | SigenStor-12S-50.58 (AS4777-2 2020) | 12 | 2026-04-16 | 2027-12-31
Eaton Power Quality (Shanghai) Co Ltd | Eaton 93PCS | 93PCS 630 (AS4777-2 2020) | 630 | 2025-06-18 | 2028-06-18
Shenzhen SOFARSOLAR Co Ltd | SOFAR 3-6KTLM-G3 | SOFAR 3KTLM-G3 (AS4777-2 2020) | 3 | 2024-08-18 | 2027-08-18
Fronius Australia Pty Ltd | Symo GEN24 Plus | Symo GEN24 10.0 Plus (AS4777-2 2020) | 10 | 2021-12-03 | 2026-10-05
Sigenergy Technology Co Ltd | Sigen Energy Storage System | SigenStor-20T-51.22 (AS4777-2 2020) | 20 | 2026-04-16 | 2027-12-31
Afore New Energy Technology (Shanghai) Co Ltd | AFx-TH | AF15K-TH (AS4777-2 2020) | 15 | 2025-12-02 | 2028-10-12
Guang Dong Redx Electrical Technology Limited | RX2500 | RX-2505AC (AS4777-2 2020) | 2.5 | 2023-01-23 | 2026-01-22
Ginlong Technologies Co Ltd | S5 | S5-GC110K-AU (AS4777-2 2020) | 110 | 2024-01-08 | 2027-01-08
Sigenergy Technology Co Ltd | Sigen Energy Storage System | SigenStor-5S-EV12-34.86 (AS4777-2 2020) | 4.999 | 2026-04-16 | 2027-12-31
ENPHASE ENERGY AUSTRALIA PTY. LTD. | IQ7 | IQ7-60-M-INT (AS4777-2 2020) | 0.24 | 2021-12-17 | 2025-07-30
REAQUA PTY LTD | PS2 | PS2-600 | 0.7 | 2023-04-13 | 2026-04-13
Sigenergy Technology Co Ltd | Sigen Energy Storage System | SigenStor-5S-46.58 (AS4777-2 2020) | 4.999 | 2026-04-16 | 2027-12-31
Eguana Technologies Inc | EVOLVE | EVOLVE LFP AU - 28kWh (AS4777-2 2020) | 5 | 2023-01-13 | 2025-08-23
ESYsunhome Co Ltd | HM | ESYSUNHOME HM10-H (AS4777-2 2020) | 9.999 | 2026-01-07 | 2029-01-07
Sigenergy Technology Co Ltd | Sigen Energy Storage System | SigenStor-8S-42.18 (AS4777-2 2020) | 8 | 2026-04-16 | 2027-12-31
SMA Australia Pty Ltd | Sunny Island | SI8.0H-13 | 6 | 2023-09-14 | 2027-03-14
Latronic Sunpower Pty Ltd | LS Series II | LS-4024 | 4 | 2024-02-18 | 2025-10-01
Shenzhen Sinexcel Isuna Energy Technology Co Ltd | Isuna S-SL | Isuna 4000S (AS4777-2 2020) | 4 | 2026-02-13 | 2029-02-13
Qingdao Nahui Energy Technology Co Ltd | HH3P | HH3P-8KA1/HU (AS4777-2 2020) | 8 | 2024-11-28 | 2027-11-28
Sigenergy Technology Co Ltd | Sigen Energy Storage System | SigenStor-20T-48.2 (AS4777-2 2020) | 20 | 2026-04-16 | 2027-12-31
Sigenergy Technology Co Ltd | Sigen Energy Storage System | SigenStor-12S-EV25-27.12 (AS4777-2 2020) | 12 | 2026-04-16 | 2027-12-31
Shanghai SIGEN New Energy Technology Co Ltd | Sigen Energy Storage System | SigenStor-25T-EV12-37 (AS4777-2 2020) | 25 | 2025-08-19 | 2027-12-31
Shenzhen Growatt New Energy Co Ltd | MIN | MIN 6000TL-XA (AS4777-2 2020) | 6 | 2022-03-25 | 2025-01-08
Sigenergy Technology Co Ltd | Sigen Energy Storage System | SigenStor-10S-EV12-39.24 (AS4777-2 2020) | 9.999 | 2026-04-16 | 2027-12-31
Hoymiles Power Electronics Inc | HMS | HMS-350-1T (AS4777-2 2020) | 0.35 | 2023-02-13 | 2026-02-13
Shanghai SIGEN New Energy Technology Co Ltd | Sigen Energy Storage System | SigenStor-10T-EV25-32 (AS4777-2 2020) | 9.999 | 2025-08-19 | 2027-12-31
Fronius Australia Pty Ltd | Tauro | Tauro Eco 50-3-P (AS4777-2 2020) | 50 | 2024-11-22 | 2026-12-22
Shenzhen SOFARSOLAR Co Ltd | 25K-50KTLX-G3 | SOFAR 50KTLX-G3 (AS4777-2 2020) | 50 | 2022-08-08 | 2025-09-01
Sigenergy Technology Co Ltd | Sigen Energy Storage System | SigenStor-10S-14.42 (AS4777-2 2020) | 9.999 | 2026-04-16 | 2027-12-31
Sigenergy Technology Co Ltd | Sigen Energy Storage System | SigenStor-10S-EV25-38.6 (AS4777-2 2020) | 9.999 | 2026-04-16 | 2027-12-31
Shenzhen Atess Power Technology Co Ltd | N/A | HPS50 (AS4777-2 2020) | 50 | 2022-03-24 | 2025-03-24
SolaX Power Network Technology (Zhe jiang) Co Ltd | X1 Hybrid G4 | X1-Hybrid-3.0-M (AS4777-2 2020) | 3 | 2022-08-17 | 2025-06-30
Evantra IP Pty Ltd | NA | EVANTRA-5.0HS-5.12KWH (AS4777-2 2020) | 5 | 2023-09-26 | 2026-09-26
Sigenergy Technology Co Ltd | Sigen Energy Storage System | SigenStor-3S-25.82 (AS4777-2 2020) | 3 | 2026-04-16 | 2027-12-31
Sigenergy Technology Co Ltd | Sigen Energy Storage System | SigenStor-6S-22.48 (AS4777-2 2020) | 6 | 2026-04-16 | 2027-12-31
Sigenergy Technology Co Ltd | Sigen Energy Storage System | SigenStor-20T-EV25-40.56 (AS4777-2 2020) | 20 | 2026-04-16 | 2027-12-31
Redx Technology Australia Pty Ltd | RX-7000Plus Series | RX-7013Plus (AS4777-2 2020) | 7 | 2025-02-03 | 2027-12-31
Sigenergy Technology Co Ltd | Sigen Energy Storage System | SigenStor-20T-EV25-45.2 (AS4777-2 2020) | 20 | 2026-04-16 | 2027-12-31
Shenzhen Growatt New Energy Co Ltd | MOD | MOD 10KTL3-X-AU (AS4777-2 2020) | 10 | 2021-12-19 | 2025-06-18
Sigenergy Technology Co Ltd | Sigen Energy Storage System | SigenStor-10T-25.16 (AS4777-2 2020) | 9.999 | 2026-04-16 | 2027-12-31
Sigenergy Technology Co Ltd | Sigen Energy Storage System | SigenStor-5S-43.64 (AS4777-2 2020) | 4.999 | 2026-04-16 | 2027-12-31
Sigenergy Technology Co Ltd | Sigen Energy Storage System | SigenStor-5S-EV12-33.14 (AS4777-2 2020) | 4.999 | 2026-04-16 | 2027-12-31
Sigenergy Technology Co Ltd | Sigen Energy Storage System | SigenStor-10S-EV25-32.5 (AS4777-2 2020) | 9.999 | 2026-04-16 | 2027-12-31
Sigenergy Technology Co Ltd | Sigen Energy Storage System | SigenStor-5S-37 (AS4777-2 2020) | 4.999 | 2025-09-11 | 2027-12-31
Alpha ESS Co Ltd | SMILE-M5 | SMILE-M5-S-INV (AS4777-2 2020) | 5 | 2025-06-05 | 2028-06-05
Shenzhen Sinexcel Electric Co Ltd | N/A | PWG2-100K-EX (AS4777-2 2020) | 100 | 2022-10-21 | 2025-08-23
Shenzhen Growatt New Energy Co Ltd | MIN | MIN 3600TL-XH (AS4777-2 2020) | 3.6 | 2021-12-01 | 2025-01-08
Sigenergy Technology Co Ltd | Sigen Energy Storage System | SigenStor-12S-EV25-40.56 (AS4777-2 2020) | 12 | 2026-04-16 | 2027-12-31
Sigenergy Technology Co Ltd | Sigen Energy Storage System | SigenStor-3S-EV12-25.82 (AS4777-2 2020) | 3 | 2026-04-16 | 2027-12-31
FOXESS Co Ltd | 1K5-1P-HI | 1K5-1P-HI-10.5 (AS4777-2 2020) | 10.5 | 2025-05-29 | 2028-05-29
Shenzhen Kstar New Energy Company Limited | BlueSpark | E3.68KS-D22 (AS4777-2 2020) | 3.68 | 2026-06-09 | 2029-06-09
Sigenergy Technology Co Ltd | Sigen Energy Storage System | SigenStor-8S-EV12-23.12 (AS4777-2 2020) | 8 | 2026-04-16 | 2027-12-31
Shanghai SIGEN New Energy Technology Co Ltd | Sigen Energy Storage System | SigenStor-10S-13 (AS4777-2 2020) | 9.999 | 2025-03-04 | 2027-12-31
Sigenergy Technology Co Ltd | Sigen Energy Storage System | SigenStor-6S-48.2 (AS4777-2 2020) | 6 | 2026-04-16 | 2027-12-31
Shanghai SIGEN New Energy Technology Co Ltd | Sigen Energy Storage System | SigenStor-30T-EV25-18 (AS4777-2 2020) | 29.999 | 2025-08-19 | 2027-12-31
Pixii AS | Pixii OEM Inverter Kit | Pixiishelf 48/10000 (AS4777-2 2020) | 10 | 2024-10-22 | 2027-06-01
NingBo Deye Inverter Technology Co Ltd | AI Series | AI-W5.1-7P1-AU-B (AS4777-2 2020) | 7 | 2025-10-01 | 2027-06-06
Sigenergy Technology Co Ltd | Sigen Energy Storage System | SigenStor-10S-EV25-33.88 (AS4777-2 2020) | 9.999 | 2026-04-16 | 2027-12-31
Sigenergy Technology Co Ltd | Sigen Energy Storage System | SigenStor-10S-33.22 (AS4777-2 2020) | 9.999 | 2026-04-16 | 2027-12-31
Shanghai SIGEN New Energy Technology Co Ltd | Sigen Energy Storage System | SigenStor-20T-EV12-16 (AS4777-2 2020) | 20 | 2025-08-19 | 2027-12-31
Sigenergy Technology Co Ltd | Sigen Energy Storage System | SigenStor-12S-48.62 (AS4777-2 2020) | 12 | 2026-04-16 | 2027-12-31
Sigenergy Technology Co Ltd | Sigen Energy Storage System | SigenStor-25T-33.22 (AS4777-2 2020) | 25 | 2026-04-16 | 2027-12-31
Shenzhen SOFARSOLAR Co Ltd | SOFAR 100K~125KTLX-G4 | SOFAR 110KTLX-G4 (AS4777-2 2020) | 110 | 2025-12-08 | 2028-10-16
SENEC GmbH | SENEC.Home V3 | SENEC.Home V3 hybrid 10 (AS4777-2 2020) | 5 | 2022-04-22 | 2025-04-22
Ginlong Technologies Co Ltd | 4G | Solis-3P10K-4G-AU (AS4777-2 2020) | 10 | 2024-08-23 | 2025-08-23
SolaX Power Network Technology Zhejiang Co Ltd | X3 Hybrid | X3-Hybrid-8.0-D (AS4777-2 2020) | 8 | 2022-06-29 | 2025-06-26
Sigenergy Technology Co Ltd | Sigen Energy Storage System | SigenStor-8S-EV12-14.42 (AS4777-2 2020) | 8 | 2026-04-16 | 2027-12-31
Sigenergy Technology Co Ltd | Sigen Energy Storage System | SigenStor-5T-EV12-21.08 (AS4777-2 2020) | 5 | 2026-04-16 | 2027-12-31
Shanghai SIGEN New Energy Technology Co Ltd | Sigen Energy Controller | SigenStor EC 30.0 TP AU (AS4777-2 2020) | 29.999 | 2025-04-07 | 2028-04-07
FOXESS CO LTD | T-G3 Series | T8(Dual)-G3 (AS4777-2 2020) | 8 | 2025-03-07 | 2028-03-07
GoodWe Technologies Co Ltd | ET | GW6KL-ET (AS4777-2 2020) | 6 | 2022-06-09 | 2026-10-28
Fronius Australia Pty Ltd | Tauro | Tauro 50-3-P (AS4777-2 2020) | 50 | 2024-11-22 | 2026-12-22
Sigenergy Technology Co Ltd | Sigen Energy Storage System | SigenStor-10S-EV25-31.52 (AS4777-2 2020) | 9.999 | 2026-04-16 | 2027-12-31
SolaX Power Network Technology (Zhe jiang) Co Ltd | X1 MINI | X1-3.6K-S-N(L) (AS4777-2 2020) | 3.68 | 2022-03-29 | 2025-07-03
Sigenergy Technology Co Ltd | Sigen Energy Storage System | SigenStor-5S-32 (AS4777-2 2020) | 4.999 | 2025-09-11 | 2027-12-31
GoodWe Technologies Co Ltd | GT | GW100K-GT (AS4777-2 2020) | 99.99 | 2025-08-13 | 2028-08-13
Shenzhen Atess Power Technology Co Ltd | PCS | PCS500 (AS4777-2 2020) | 500 | 2024-01-02 | 2027-01-02
Sigenergy Technology Co Ltd | Sigen Energy Storage System | SigenStor-5S-36.16 (AS4777-2 2020) | 4.999 | 2026-04-16 | 2027-12-31
NingBo Deye Inverter Technology Co Ltd | Three Phase String Inverter | SUN-9K-G05-AU (AS4777-2 2020) | 9 | 2023-06-22 | 2027-07-19
Guangzhou Sanjing Electric Co Ltd | H2 | H2-6K-S3 (AS4777-2 2020) | 6 | 2023-08-24 | 2026-11-22
Shanghai SIGEN New Energy Technology Co Ltd | Sigen Energy Storage System | SigenStor-25T-13 (AS4777-2 2020) | 25 | 2024-10-03 | 2027-10-03
Sungrow Power Supply Co Ltd | CX | SG110CX (AS4777-2 2020) | 110 | 2024-11-19 | 2027-11-19
Sigenergy Technology Co Ltd | Sigen Energy Storage System | SigenStor-8S-EV12-36.16 (AS4777-2 2020) | 8 | 2026-04-16 | 2027-12-31
Shenzhen SOFARSOLAR Co Ltd | HYD 3-6K-EP | HYD 4600-EP (AS4777-2 2020) | 4.6 | 2022-07-18 | 2025-07-18
Sigenergy Technology Co Ltd | Sigen Energy Storage System | SigenStor-3S-47.56 (AS4777-2 2020) | 3 | 2026-04-16 | 2027-12-31
SMA Australia Pty Ltd | Sunny Tripower X | STP 12-50 (AS4777-2 2020) | 12 | 2023-06-15 | 2027-02-06
Ginlong Technologies Co Ltd | 5G | Solis-25K-5G-AU (AS4777-2 2020) | 25 | 2022-05-26 | 2025-08-23
Sigenergy Technology Co Ltd | Sigen Energy Storage System | SigenStor-8S-EV25-41.54 (AS4777-2 2020) | 8 | 2026-04-16 | 2027-12-31
GoodWe Technologies Co Ltd | EH Plus | GW5000N-EH (AS4777-2 2020) | 5 | 2022-11-29 | 2025-09-16
Guang Dong Redx Electrical Technology Limited | RX-P*K-AC | RX -P30k -AC (AS4777-2 2020) | 30 | 2026-04-22 | 2029-04-22
SolarEdge Technologies Ltd | Single Phase Inverter | SE4000H (AS4777-2 2020) | 4 | 2022-07-20 | 2025-02-12
Ginlong Technologies Co Ltd | S5 | S5-EH1P3K-L (AS4777-2 2020) | 3 | 2022-06-23 | 2028-04-09
Shanghai SIGEN New Energy Technology Co Ltd | Sigen Energy Storage System | SigenStor-10T-EV25-5 (AS4777-2 2020) | 9.999 | 2025-08-19 | 2027-12-31
Shenzhen Sinexcel Electric Co Ltd | PWS1-500kTL-EX | PWS1-500KTL-EX-6M1 (AS4777-2 2020) | 375 | 2023-04-26 | 2026-04-26
FOXESS CO LTD | 1K5-HI-V1 | 1K5-HI-10-V1 (AS4777-2 2020) | 10 | 2025-04-11 | 2028-04-11
Sigenergy Technology Co Ltd | Sigen Energy Storage System | SigenStor-6S-22.14 (AS4777-2 2020) | 6 | 2026-04-16 | 2027-12-31
Each Energy Technology (Suzhou) Co Ltd | PHS-M1A | PHS8K-M1A (AS4777-2 2020) | 8 | 2023-10-20 | 2026-10-20
Sigenergy Technology Co Ltd | Sigen Energy Storage System | SigenStor-8S-40.96 (AS4777-2 2020) | 8 | 2026-04-16 | 2027-12-31
GoodWe Technologies Co Ltd | SDT G2 | GW4K-DT (AS4777-2 2020) | 4 | 2022-06-01 | 2025-02-14
SolaX Power Network Technology Zhejiang Co Ltd | X1-Boost | X1-5.0-T-N(L) (AS4777-2 2020) | 5 | 2021-12-08 | 2025-07-23
Sigenergy Technology Co Ltd | Sigen Energy Storage System | SigenStor-3S-46.58 (AS4777-2 2020) | 3 | 2026-04-16 | 2027-12-31
Sigenergy Technology Co Ltd | Sigen Energy Storage System | SigenStor-6S-EV12-40.56 (AS4777-2 2020) | 6 | 2026-04-16 | 2027-12-31
Sigenergy Technology Co Ltd | Sigen Energy Storage System | SigenStor-5S-52.28 (AS4777-2 2020) | 4.999 | 2026-04-16 | 2027-12-31
Shenzhen GivEnergy Co Ltd | HV Inverter | GIV-3HY-20.0-HV (AS4777-2 2020) | 20 | 2025-11-03 | 2028-11-03
Ginlong Technologies Co Ltd | 4G | Solis-3P8K-4G-AU (AS4777-2 2020) | 8 | 2024-08-23 | 2025-08-23
iStore (QLD) Pty Ltd | IS-HYB-3PH | IS-HYB-6000-3PH (AS4777-2 2020) | 6 | 2023-11-09 | 2027-05-09
Sigenergy Technology Co Ltd | Sigen Energy Storage System | SigenStor-15T-18.08 (AS4777-2 2020) | 15 | 2026-04-16 | 2027-12-31
Sigenergy Technology Co Ltd | Sigen Energy Storage System | SigenStor-3S-25.16 (AS4777-2 2020) | 3 | 2026-04-16 | 2027-12-31
Sigenergy Technology Co Ltd | Sigen Energy Storage System | SigenStor-3S-45.6 (AS4777-2 2020) | 3 | 2026-04-16 | 2027-12-31
Sigenergy Technology Co Ltd | Sigen Energy Storage System | SigenStor-25T-EV25-35.18 (AS4777-2 2020) | 25 | 2026-04-16 | 2027-12-31
Sigenergy Technology Co Ltd | Sigen Energy Storage System | SigenStor-10T-EV25-15.06 (AS4777-2 2020) | 9.999 | 2026-04-16 | 2027-12-31
GoodWe Technologies Co Ltd | XS PLUS+ | GW3000-XS-11 (AS4777-2 2020) | 3 | 2023-01-11 | 2025-08-23
Ningbo Sunways Technologies Co Ltd | STS-xKTL | STS-9KTL (AS4777-2 2020) | 9 | 2022-06-23 | 2025-09-11
Sigenergy Technology Co Ltd | Sigen Energy Storage System | SigenStor-20T-EV12-42.26 (AS4777-2 2020) | 20 | 2026-04-16 | 2027-12-31
Ecoflow Inc. | EF Series | EF HD-P3-10K-S1 (AS4777-2 2020) | 10 | 2025-11-26 | 2028-11-26
Jiangsu Koyoe Energy Technology Co Ltd | GT | KY-3GT-10k0 (AS4777-2 2020) | 10 | 2022-09-12 | 2025-08-23
Shenzhen Growatt New Energy Co Ltd | MIN TL-XH2 | MIN 6000TL-XH2 (AS4777-2 2020) | 6 | 2024-07-10 | 2027-07-10
Sigenergy Technology Co Ltd | Sigen Energy Storage System | SigenStor-10T-6.02 (AS4777-2 2020) | 9.999 | 2026-04-16 | 2027-12-31
Sigenergy Technology Co Ltd | Sigen Energy Storage System | SigenStor-5S-43.98 (AS4777-2 2020) | 4.999 | 2026-04-16 | 2027-12-31
Each Energy Technology (Suzhou) Co Ltd | EET-M1 | EET20K-M1 (AS4777-2 2020) | 20 | 2023-03-16 | 2026-03-16
Shenzhen Sinexcel Electric Co Ltd | PWS2 | PWS2-29P-EX (AS4777-2 2020) | 29.9 | 2023-04-26 | 2026-04-26
Shanghai SIGEN New Energy Technology Co Ltd | Sigen Energy Storage System | SigenStor-30T-10 (AS4777-2 2020) | 29.999 | 2025-08-19 | 2027-12-31
Shenzhen Sinexcel Electric Co Ltd | PWS1-500kTL-EX | PWS1-500KTL-EX-4M4 (AS4777-2 2020) | 250 | 2023-04-26 | 2026-04-26
Sigenergy Technology Co Ltd | Sigen Energy Storage System | SigenStor-6S-25.16 (AS4777-2 2020) | 6 | 2026-04-16 | 2027-12-31
Sigenergy Technology Co Ltd | Sigen Energy Storage System | SigenStor-25T-6.02 (AS4777-2 2020) | 25 | 2026-04-16 | 2027-12-31
Sigenergy Technology Co Ltd | Sigen Energy Storage System | SigenStor-5T-EV25-27.12 (AS4777-2 2020) | 5 | 2026-04-16 | 2027-12-31
Pylon Technologies Co Ltd | FH3X | FH3X-15K-HY-3P-25 (AS4777-2 2020) | 15 | 2025-11-14 | 2027-12-31
SMA Australia Pty Ltd | Sunny Boy Smart Energy | SBSE3.6-50 (AS4777-2 2020) | 3.6 | 2025-02-14 | 2028-02-14
Ginlong Technologies Co Ltd | Mini Series | Solis-mini-3000-4G (AS4777-2 2020) | 3 | 2024-07-27 | 2026-12-31
Sigenergy Technology Co Ltd | Sigen Energy Storage System | SigenStor-3S-41.54 (AS4777-2 2020) | 3 | 2026-04-16 | 2027-12-31
Jiangsu Weiheng Intelligent Technology Co Ltd | Copia-TH | WH-THA502 (AS4777-2 2020) | 5 | 2024-07-11 | 2027-07-11
GoodWe Technologies Co Ltd | XS PLUS+ | GW2500-XS-11 (AS4777-2 2020) | 2.5 | 2023-01-11 | 2025-08-23
Wanbang Digital Energy Co Ltd | Vesta Series | SI603SENA00 (AS4777-2 2020) | 6 | 2025-08-12 | 2028-08-12
NOARK Electrics (Shanghai) Co Ltd | Ex9N-DG | Ex9N-DG-4.6KS-AU (AS4777-2 2020) | 4.6 | 2023-11-08 | 2026-11-08
Sigenergy Technology Co Ltd | Sigen Energy Storage System | SigenStor-12S-EV12-19.46 (AS4777-2 2020) | 12 | 2026-04-16 | 2027-12-31
Sungrow Power Supply Co Ltd | Residential | SG5K-D-NI (AS4777-2 2020) | 4.999 | 2022-08-02 | 2025-08-02
Sigenergy Technology Co Ltd | Sigen Energy Storage System | SigenStor-5T-51.3 (AS4777-2 2020) | 5 | 2026-04-16 | 2027-12-31
Sigenergy Technology Co Ltd | Sigen Energy Storage System | SigenStor-5T-EV12-18.08 (AS4777-2 2020) | 5 | 2026-04-16 | 2027-12-31
SMA Australia Pty Ltd | Sunny Tripower X | STP 15-50 (AS4777-2 2020) | 15 | 2023-06-15 | 2027-02-06
Guangzhou Sanjing Electric Co Ltd | R5 | R5-1K-S1-15 (AS4777-2 2020) | 1 | 2022-06-28 | 2027-06-24
Sigenergy Technology Co Ltd | Sigen Energy Storage System | SigenStor-10S-EV12-14.42 (AS4777-2 2020) | 9.999 | 2026-04-16 | 2027-12-31
SUNSYNK AUSTRALIA PTY LTD | HYBRID INVERTER | SUNSYNK-8K-SG04LP3 (AS4777-2 2020) | 8 | 2022-05-16 | 2027-05-13
Sigenergy Technology Co Ltd | Sigen Energy Storage System | SigenStor-10T-EV25-18.08 (AS4777-2 2020) | 9.999 | 2026-04-16 | 2027-12-31
BEIJING HUA XIN LIU HE INVESTMENT (AUSTRALIA) PTY LTD | Z21 | Z21I4K6D48 (AS4777-2 2020) | 5 | 2022-09-08 | 2025-08-23
NingBo Deye Inverter Technology Co Ltd | Three Phase String Inverter | SUN-8K-G05-AU (AS4777-2 2020) | 8 | 2023-06-22 | 2027-07-19
Pylon Technologies Co Ltd | FH3X | FH3X-12K-HY-3P-15 (AS4777-2 2020) | 12 | 2025-11-14 | 2027-12-31
Sungrow Power Supply Co Ltd | RT | SG7.0RT (AS4777-2 2020) | 6.999 | 2021-12-16 | 2029-06-30
iPotisEdge Co Ltd | IPT Series | IPT-10K-SH (AS4777-2 2020) | 10 | 2025-08-15 | 2028-08-15
8 Star Energy Pty Ltd | Force HS+ | Force 9.0HS+ (AS4777-2 2020) | 9 | 2026-02-09 | 2029-02-09
Sunsynk Ltd | THREE-PHASE HYBRID INVERTER | SUNSYNK-40K-SG01HP3-AU-BM4 (AS4777-2 2020) | 40 | 2025-10-31 | 2028-02-08
SinoSoar Hybrid (Shenzhen) Technology Co Ltd | HBPS | SP30HBPS (AS4777-2 2020) | 30 | 2026-08-14 | 2029-08-14
Eguana Technologies Inc. | EVOLVE ESS AU | EVOLVE ESS AU - 39kWh (AS4777-2 2020) | 5 | 2022-11-21 | 2025-08-23
Sigenergy Technology Co Ltd | Sigen Energy Storage System | SigenStor-3S-34.2 (AS4777-2 2020) | 3 | 2026-04-16 | 2027-12-31
SolaX Power Network Technology Zhejiang Co Ltd | X1-BOOST G3 | X1-3.6-T-D(L) (AS4777-2 2020) | 3.68 | 2022-06-22 | 2025-07-31
Fimer SpA | UNO | UNO-DM-6.0-TL-PLUS-B-G-QU (AS4777-2 2020) | 6 | 2022-03-08 | 2025-03-08
Sigenergy Technology Co Ltd | Sigen Energy Storage System | SigenStor-6S-EV12-42.18 (AS4777-2 2020) | 6 | 2026-04-16 | 2027-12-31
Sigenergy Technology Co Ltd | Sigen Energy Storage System | SigenStor-5S-40.96 (AS4777-2 2020) | 4.999 | 2026-04-16 | 2027-12-31
SolaX Power Network Technology (Zhe jiang) Co Ltd | X3-ULTRA | X3-ULT-20KP (AS4777-2 2020) | 20 | 2025-09-03 | 2028-09-03
Ginlong Technologies Co Ltd | Mini Series | S5-GR1P1K-M (AS4777-2 2020) | 1 | 2024-07-27 | 2026-12-31
Shenzhen Growatt New Energy Co Ltd | SPA 3000-6000 TL-AUB | SPA 3600TL-AUB (AS4777-2 2020) | 3.68 | 2024-11-27 | 2027-11-27
Sigenergy Technology Co Ltd | Sigen Energy Storage System | SigenStor-8S-52.28 (AS4777-2 2020) | 8 | 2026-04-16 | 2027-12-31
Shanghai Chint Power Systems Co LTD | N/A | CPS SCA6KTL-PSM1/EU (AS4777-2 2020) | 6 | 2023-11-29 | 2025-08-23
Sigenergy Technology Co Ltd | Sigen Energy Storage System | SigenStor-12S-19.46 (AS4777-2 2020) | 12 | 2026-04-16 | 2027-12-31
NingBo Deye Inverter Technology Co Ltd | Single Phase Hybrid Inverter | SUN-7K-SG05LP1-AU-AM2-P (AS4777-2 2020) | 7 | 2026-07-20 | 2029-07-20
Sigenergy Technology Co Ltd | Sigen Energy Storage System | SigenStor-3S-44.96 (AS4777-2 2020) | 3 | 2026-04-16 | 2027-12-31
Sigenergy Technology Co Ltd | Sigen Energy Storage System | SigenStor-5T-42.26 (AS4777-2 2020) | 5 | 2026-04-16 | 2027-12-31
Sigenergy Technology Co Ltd | Sigen Energy Storage System | SigenStor-8S-EV25-34.86 (AS4777-2 2020) | 8 | 2026-04-16 | 2027-12-31
Sigenergy Technology Co Ltd | Sigen Energy Storage System | SigenStor-5T-27.12 (AS4777-2 2020) | 5 | 2026-04-16 | 2027-12-31
Latronic Sunpower Pty Ltd | LS Series II | LS-3024 | 3 | 2024-02-18 | 2026-01-25
Sigenergy Technology Co Ltd | Sigen Energy Storage System | SigenStor-3S-53.26 (AS4777-2 2020) | 3 | 2026-04-16 | 2027-12-31
GoodWe Technologies Co Ltd | SDT G3 | GW6000-SDT-AU30 (AS4777-2 2020) | 6 | 2025-11-06 | 2028-11-06
ENPHASE ENERGY AUSTRALIA PTY. LTD. | IQ7 | IQ7-60-2-INT (AS4777-2 2020) | 0.24 | 2021-12-17 | 2025-07-30
SolaX Power Network Technology Zhejiang Co Ltd | X3 Hybrid | X3-Hybrid-10.0-D (AS4777-2 2020) | 10 | 2022-06-29 | 2025-06-26
Fronius Australia Pty Ltd | Symo GEN24 SC | Symo GEN24 4.0 SC (AS4777-2 2020) | 4 | 2025-10-03 | 2026-09-29
Sigenergy Technology Co Ltd | Sigen Energy Storage System | SigenStor-15T-EV25-6.02 (AS4777-2 2020) | 15 | 2026-04-16 | 2027-12-31
Shanghai SIGEN New Energy Technology Co Ltd | Sigen Energy Storage System | SigenStor-20T-48 (AS4777-2 2020) | 20 | 2024-10-03 | 2027-10-03
FOXESS Co Ltd | F-G2 | F5000-G2 (AS4777-2 2020) | 5 | 2023-04-12 | 2027-10-28
Sigenergy Technology Co Ltd | Sigen Energy Storage System | SigenStor-5S-EV12-17.1 (AS4777-2 2020) | 4.999 | 2026-04-16 | 2027-12-31
Asian Power Devices Inc | HB L1 | PV 6KHB-60 (AS4777-2 2020) | 6 | 2024-09-05 | 2025-08-23
Jiangsu Koyoe Energy Technology Co Ltd | Three-Phase Hybrid Inverter | KY-EST08KH (AS4777-2 2020) | 8 | 2025-09-15 | 2027-05-29
Shenzhen Growatt New Energy Co Ltd | MID 10-30KTL3-XH | MID 15KTL3-XH (AS4777-2 2020) | 15 | 2025-04-22 | 2028-04-22
Sigenergy Technology Co Ltd | Sigen Energy Storage System | SigenStor-15T-EV12-18.08 (AS4777-2 2020) | 15 | 2026-04-16 | 2027-12-31
NingBo Deye Inverter Technology Co Ltd | Three Phase String Inverter | SUN-12K-G05-AU (AS4777-2 2020) | 12 | 2023-06-22 | 2027-07-19
Guangzhou Sanjing Electric Co Ltd | C6 | C6-75K-T6-40 (AS4777-2 2020) | 75 | 2024-10-14 | 2027-10-14
Sigenergy Technology Co Ltd | Sigen Energy Storage System | SigenStor-10S-EV25-19.8 (AS4777-2 2020) | 9.999 | 2026-04-16 | 2027-12-31
Altenergy Power System Inc | DS3D Microinverter | DS3D-AU (AS4777-2 2020) | 1.8 | 2025-11-24 | 2027-11-25
Sigenergy Technology Co Ltd | Sigen Energy Storage System | SigenStor-15T-EV25-27.12 (AS4777-2 2020) | 15 | 2026-04-16 | 2027-12-31
Sigenergy Technology Co Ltd | Sigen Energy Storage System | SigenStor-30T-EV25-39.16 (AS4777-2 2020) | 29.999 | 2026-04-16 | 2027-12-31
Shenzhen Sinexcel Electric Co Ltd | PWS1-500KTL-EX Series | PWS1-500KTL-EX-1M8 (AS4777-2 2020) | 62.5 | 2023-04-26 | 2026-04-26
Hoymiles Power Electronics Inc | HYS-LV | HYS-3.6LV-AUG1 (AS4777-2 2020) | 3.68 | 2023-09-27 | 2026-09-27
Sigenergy Technology Co Ltd | Sigen Energy Storage System | SigenStor-30T-EV12-12.04 (AS4777-2 2020) | 29.999 | 2026-04-16 | 2027-12-31
Afore New Energy Technology (Shanghai) Co Ltd | HNS SERIES | HNS9000TL (AS4777-2 2020) | 9 | 2022-03-24 | 2025-03-24
Pixii AS | Pixii OEM Inverter Kit | Pixiishelf 48/40000 (AS4777-2 2020) | 40 | 2024-10-22 | 2027-06-01
Guangzhou Sanjing Electric Co Ltd | R5 | R5-8K-T2 (AS4777-2 2020) | 8 | 2022-02-02 | 2025-05-02
Sigenergy Technology Co Ltd | Sigen Energy Storage System | SigenStor-5S-EV12-33.88 (AS4777-2 2020) | 4.999 | 2026-04-16 | 2027-12-31
Sigenergy Technology Co Ltd | Sigen Energy Storage System | SigenStor-6S-EV12-9.04 (AS4777-2 2020) | 6 | 2026-04-16 | 2027-12-31
Zhejiang Hyxi Technology Co Ltd | Three Phase Hybrid Inverter | HYX-H6K-HT (AS4777-2 2020) | 6 | 2025-11-25 | 2028-11-25
Sigenergy Technology Co Ltd | Sigen Energy Storage System | SigenStor-30T-50.32 (AS4777-2 2020) | 29.999 | 2026-04-16 | 2027-12-31
Sigenergy Technology Co Ltd | Sigen Energy Storage System | SigenStor-3S-48.2 (AS4777-2 2020) | 3 | 2026-04-16 | 2027-12-31
Dongguan Hinen New Energy Technology Co Ltd | A series | AC3600S-E (AS4777-2 2020) | 3.6 | 2025-11-25 | 2028-11-25
Sigenergy Technology Co Ltd | Sigen Energy Storage System | SigenStor-12S-EV12-38.52 (AS4777-2 2020) | 12 | 2026-04-16 | 2027-12-31
Xiamen Kehua Digital Energy Tech Co Ltd | iStoragE1 | iStoragE1 3600 (AS4777-2 2020) | 3.6 | 2023-12-13 | 2025-08-23
Hiconics Eco-energy Drive Technology Co Ltd | Powerinfi | MEI2-HS3.68H-AIO1 (AS4777-2 2020) | 3.68 | 2026-03-26 | 2029-03-26
FOXESS Co Ltd | F-G2 | F4600-G2 (AS4777-2 2020) | 4.6 | 2023-04-12 | 2027-10-28
Shanghai SIGEN New Energy Technology Co Ltd | Sigen Energy Storage System | SigenStor-10S-EV12-16 (AS4777-2 2020) | 9.999 | 2025-03-14 | 2027-12-31
Sigenergy Technology Co Ltd | Sigen Energy Storage System | SigenStor-12S-38.6 (AS4777-2 2020) | 12 | 2026-04-16 | 2027-12-31
Afore New Energy Technology (Shanghai) Co Ltd | AFx-TH | AF20K-TH (AS4777-2 2020) | 20 | 2025-12-02 | 2028-10-12
Soltaro Pty Ltd ATF Soltaro Unit Trust | AIO2-INSP | AIO2-INSP-5000 (AS4777-2 2020) | 5 | 2026-07-20 | 2029-07-20
Shanghai SIGEN New Energy Technology Co Ltd | Sigen Energy Storage System | SigenStor-30T-EV25-16 (AS4777-2 2020) | 29.999 | 2025-08-19 | 2027-12-31
Sigenergy Technology Co Ltd | Sigen Energy Storage System | SigenStor-5S-40.56 (AS4777-2 2020) | 4.999 | 2026-04-16 | 2027-12-31
FOXESS Co Ltd | AIO-H1 | AIO-H1-5.0-HVS5.2 (AS4777-2 2020) | 5 | 2022-12-21 | 2025-08-23
Ginlong Technologies Co Ltd | Mini Series | S5-GR1P2.5K-M (AS4777-2 2020) | 2.5 | 2024-07-27 | 2026-12-31
Sigenergy Technology Co Ltd | Sigen Energy Storage System | SigenStor-15T-EV25-33.14 (AS4777-2 2020) | 15 | 2026-04-16 | 2027-12-31
Ginlong Technologies Co Ltd | S6 | S6-GR1P9.9K03-NV-ND-AU (AS4777-2 2020) | 9.9 | 2025-03-14 | 2028-03-14
Shenzhen Atess Power Technology Co Ltd | N/A | HPS150 (AS4777-2 2020) | 150 | 2022-03-24 | 2025-03-24
Sigenergy Technology Co Ltd | Sigen Energy Storage System | SigenStor-25T-EV12-40.56 (AS4777-2 2020) | 25 | 2026-04-16 | 2027-12-31
Sigenergy Technology Co Ltd | Sigen Energy Storage System | SigenStor-3S-EV12-38.6 (AS4777-2 2020) | 3 | 2026-04-16 | 2027-12-31
Ningbo Sunways Technologies Co Ltd | STH-3K~8KTL | STH-3.6KTL-HS (AS4777-2 2020) | 3.6 | 2023-11-10 | 2026-11-10
Sigenergy Technology Co Ltd | Sigen Energy Storage System | SigenStor-3S-EV12-38.52 (AS4777-2 2020) | 3 | 2026-04-16 | 2027-12-31
Sungrow Power Supply Co Ltd | CX | SG50CX-P2 (AS4777-2 2020) | 50 | 2023-01-18 | 2029-05-04
Alpha ESS Co Ltd | SMILE-B3-PLUS | SMILE-B3-PLUS VI (AS4777-2 2020) | 3 | 2022-01-22 | 2026-08-19
Guangzhou Sanjing Electric Co Ltd | R5 | R5-10K-T2 (AS4777-2 2020) | 10 | 2022-02-02 | 2025-05-02
Sigenergy Technology Co Ltd | Sigen Energy Storage System | SigenStor-6S-40 (AS4777-2 2020) | 6 | 2025-09-11 | 2027-12-31
SolarEdge Technologies Ltd | Single Phase Inverter | SE3000H (AS4777-2 2020) | 3 | 2022-07-20 | 2027-01-17
Guangzhou Sanjing Electric Co Ltd | H2 | H2-5K-S3 (AS4777-2 2020) | 4.999 | 2023-08-24 | 2026-11-22
Sigenergy Technology Co Ltd | Sigen Energy Storage System | SigenStor-12S-EV12-15.06 (AS4777-2 2020) | 12 | 2026-04-16 | 2027-12-31
Shanwei BYD Auto Co Ltd | Power-Box SH | Power-Box SH4.6K-AU (AS4777-2 2020) | 4.6 | 2026-04-10 | 2029-04-10
Redback Operations Pty Ltd | SI | SI8000 (AS4777-2 2020) | 8 | 2025-07-28 | 2027-05-25
FOXESS CO LTD | H3-Pro | H3-Pro-29.9 (AS4777-2 2020) | 29.9 | 2026-01-21 | 2029-01-21
Wuxi Solinteg Power Co Ltd | Integ M Series | MHT-6K-25 (AS4777-2 2020) | 6 | 2025-02-10 | 2029-07-19
FOXESS Co Ltd | G | G10.5 (AS4777-2 2020) | 10.5 | 2022-09-27 | 2025-10-26
Delta Electronics Inc | PCS100 | PCS100 (AS4777-2 2020) | 100 | 2022-02-22 | 2025-02-22
SolaX Power Network Technology (Zhe jiang) Co Ltd | X3-MIC G2 | X3-MIC-3K-G2 (AS4777-2 2020) | 3 | 2025-08-15 | 2027-05-30
Fronius Australia Pty Ltd | Symo GEN24 | Symo GEN24 8.0 (AS4777-2 2020) | 8 | 2021-12-03 | 2026-10-05
Anker Innovations Limited | Anker SOLIX X1 | X1-P6K-B15-S (AS4777-2 2020) | 6 | 2024-10-04 | 2027-10-04
GoodWe Technologies Co Ltd | ETC | GW100K06-ETC (AS4777-2 2020) | 100 | 2023-08-10 | 2025-08-23
Sigenergy Technology Co Ltd | Sigen Energy Storage System | SigenStor-25T-51.22 (AS4777-2 2020) | 25 | 2026-04-16 | 2027-12-31
iPotisEdge Co Ltd | Power Conversion System | PotisPCS-50K-1000/400E-A02E (AS4777-2 2020) | 50 | 2025-03-03 | 2028-03-03
Sigenergy Technology Co Ltd | Sigen Energy Storage System | SigenStor-10S-47.3 (AS4777-2 2020) | 9.999 | 2026-04-16 | 2027-12-31
Sigenergy Technology Co Ltd | Sigen Energy Storage System | SigenStor-8S-EV25-15.06 (AS4777-2 2020) | 8 | 2026-04-16 | 2027-12-31
Sigenergy Technology Co Ltd | Sigen Energy Storage System | SigenStor-30T-EV12-17.1 (AS4777-2 2020) | 29.999 | 2026-04-16 | 2027-12-31
NingBo Deye Inverter Technology Co Ltd | Hybrid Inverter | SUN-8K-SG02LP1-AU-AM2 (AS4777-2 2020) | 8 | 2025-03-12 | 2028-03-12
Sigenergy Technology Co Ltd | Sigen Energy Storage System | SigenStor-12S-EV12-31.18 (AS4777-2 2020) | 12 | 2026-04-16 | 2027-12-31
Shenzhen Kstar New Energy Company Limited | BluE-S | BluE-S 5000D-M1 (AS4777-2 2020) | 5 | 2022-04-28 | 2025-04-28
Shanghai SIGEN New Energy Technology Co Ltd | Sigen Energy Storage System | SigenStor-8S-EV25-10 (AS4777-2 2020) | 8 | 2025-03-14 | 2027-12-31
SolarEdge Technologies Ltd | Three Phase Inverter | SE5K (AS4777-2 2020) | 5 | 2021-12-17 | 2025-03-17
Evantra IP Pty Ltd | NA | EVANTRA-6.0HS-10.24KWH (AS4777-2 2020) | 6 | 2023-09-26 | 2026-09-26
Sigenergy Technology Co Ltd | Sigen Energy Storage System | SigenStor-6S-12.04 (AS4777-2 2020) | 6 | 2026-04-16 | 2027-12-31
Jiangsu Koyoe Energy Technology Co Ltd | Single-Phase Hybrid Series | KY-1Hybrid-5k0-H (AS4777-2 2020) | 5 | 2025-06-27 | 2027-04-24
Ecoflow Inc. | EcoFlow OCEAN 2 | EF HD-P1-12K0-S2A (AS4777-2 2020) | 12 | 2026-07-08 | 2029-07-08
Altenergy Power System Inc | ELS | ELS-7.6 (AS4777-2 2020) | 7.6 | 2026-01-21 | 2029-01-21
iStore (QLD) Pty Ltd | IS-HYB-1PH | IS-HYB-8000-1PH (AS4777-2 2020) | 8 | 2026-05-01 | 2029-05-01
Ginlong Technologies Co Ltd | S5 | S5-GC60K-HV (AS4777-2 2020) | 60 | 2022-06-23 | 2027-02-18
NingBo Deye Inverter Technology Co Ltd | Three Phase String Inverter | SUN-4K-G05-AU (AS4777-2 2020) | 4 | 2023-06-22 | 2027-07-19
Sigenergy Technology Co Ltd | Sigen Energy Storage System | SigenStor-30T-43.24 (AS4777-2 2020) | 29.999 | 2026-04-16 | 2027-12-31
Sigenergy Technology Co Ltd | Sigen Energy Storage System | SigenStor-10S-EV12-23.12 (AS4777-2 2020) | 9.999 | 2026-04-16 | 2027-12-31
Hiconics Eco-energy Drive Technology Co Ltd | Powerinfi | MEI2-HT5H-AIO1 (AS4777-2 2020) | 5 | 2026-03-30 | 2029-03-30
Sigenergy Technology Co Ltd | Sigen Energy Storage System | SigenStor-10S-20.44 (AS4777-2 2020) | 9.999 | 2026-04-16 | 2027-12-31
Redback Energy Pty Ltd | 3-Phase HV | RED-H3-T10HV (AS4777-2 2020) | 9.999 | 2026-02-03 | 2029-02-03
SMA Australia Pty Ltd | Sunny Island | SI6.0H-13 (AS4777-2 2020) | 4.6 | 2023-09-14 | 2027-03-14
Sigenergy Technology Co Ltd | Sigen Energy Storage System | SigenStor-10T-EV12-24.1 (AS4777-2 2020) | 9.999 | 2026-04-16 | 2027-12-31
Langfang IN-Power Electric Co Ltd | INP Series PCS Converters | INPPCS-100/0.4-W-14-C1-OS (AS4777-2 2020) | 100 | 2025-09-05 | 2028-09-05
Ginlong Technologies Co Ltd | 5G | RHI-5K-48ES-5G (AS4777-2 2020) | 5 | 2022-05-13 | 2025-06-17
Alpha ESS Co Ltd | SMILE-S | SMILE-S5 III (AS4777-2 2020) | 5 | 2022-11-24 | 2025-11-24
Shanghai SIGEN New Energy Technology Co Ltd | Sigen Energy Storage System | SigenStor-5T-EV25-10 (AS4777-2 2020) | 5 | 2025-08-19 | 2027-12-31
Hoymiles Power Electronics Inc | Energy Storage System | HiOne-10T-24B-G3-AU (AS4777-2 2020) | 9.9 | 2026-08-13 | 2027-12-31
Sigenergy Technology Co Ltd | Sigen Energy Storage System | SigenStor-5S-EV12-39.16 (AS4777-2 2020) | 4.999 | 2026-04-16 | 2027-12-31
Renox Technology Pty Ltd | RX | RX-P125k (AS4777-2 2020) | 125 | 2026-04-24 | 2029-04-24
Fronius Australia Pty Ltd | Primo GEN24 Plus | Primo GEN24 8.0 Plus (AS4777-2 2020) | 8 | 2023-05-19 | 2029-08-14
Shenzhen Xihe Future Technology Co Ltd | Mango Power M | M Hybrid Inverter 6kW (AS4777-2 2020) | 6 | 2026-02-20 | 2029-02-20
GoodWe Technologies Co Ltd | ESA | GW5K-BHA-G20 (AS4777-2 2020) | 5 | 2026-08-19 | 2029-08-19
Shenzhen Growatt New Energy Co Ltd | MOD | MOD 10KTL3-XH (AS4777-2 2020) | 10 | 2023-07-25 | 2026-10-23
Sigenergy Technology Co Ltd | Sigen Energy Storage System | SigenStor-20T-35.18 (AS4777-2 2020) | 20 | 2026-04-16 | 2027-12-31
Shanghai SIGEN New Energy Technology Co Ltd | Sigen Energy Storage System | SigenStor-12S-EV12-32 (AS4777-2 2020) | 12 | 2025-03-14 | 2027-12-31
Sigenergy Technology Co Ltd | Sigen Energy Controller | SigenStor EC 6.0 SP (AS4777-2 2020) | 6 | 2025-08-18 | 2028-08-18
Sigenergy Technology Co Ltd | Sigen Energy Storage System | SigenStor-10T-EV12-36.16 (AS4777-2 2020) | 9.999 | 2026-04-16 | 2027-12-31
Sigenergy Technology Co Ltd | Sigen Energy Storage System | SigenStor-10S-EV25-37.54 (AS4777-2 2020) | 9.999 | 2026-04-16 | 2027-12-31
Hanwha Solutions Corporation | Q.HOME CORE | Q.VOLT A5S (AS4777-2 2020) | 5 | 2022-01-06 | 2025-06-02
SolaX Power Network Technology (Zhe jiang) Co Ltd | X1 MINI | X1-2.5K-S-N(L) (AS4777-2 2020) | 2.5 | 2022-03-29 | 2025-07-03
Sigenergy Technology Co Ltd | Sigen Energy Storage System | SigenStor-25T-EV25-42.26 (AS4777-2 2020) | 25 | 2026-04-16 | 2027-12-31
Shanghai SIGEN New Energy Technology Co Ltd | Sigen Energy Storage System | SigenStor-5T-EV12-34 (AS4777-2 2020) | 5 | 2025-08-19 | 2027-12-31
Ningbo Sunways Technologies Co Ltd | STH-3K~8KTL | STH-3KTL-HS (AS4777-2 2020) | 3 | 2023-11-10 | 2026-11-10
Sigenergy Technology Co Ltd | Sigen Energy Storage System | SigenStor-5S-40.22 (AS4777-2 2020) | 4.999 | 2026-04-16 | 2027-12-31
Wanbang Digital Energy Co Ltd | Vesta Series | SI503SENA00 (AS4777-2 2020) | 5 | 2025-08-12 | 2028-08-12
SolaX Power Network Technology (Zhe jiang) Co Ltd | X1-MINI G4 | X1-MINI-1.5K-G4 (AS4777-2 2020) | 1.5 | 2023-05-13 | 2026-09-25
Anker Innovations Limited | Anker SOLIX X1 | X1-P6K-B20-S (AS4777-2 2020) | 6 | 2024-10-04 | 2027-10-04
Guangzhou Sanjing Electric Co Ltd | C6 | C6-99K-T9-40 (AS4777-2 2020) | 99.999 | 2024-10-14 | 2027-10-14
SolarEdge Technologies Ltd | Single Phase Inverter | SE10000H (AS4777-2 2020) | 10 | 2022-07-20 | 2027-01-17
GoodWe Technologies Co Ltd | ET G2 | GW9900-ET-20 (AS4777-2 2020) | 9.99 | 2024-10-29 | 2027-10-29
Pylon Technologies Co Ltd | FH3X | FH3X-8K-HY-3P-10 (AS4777-2 2020) | 8 | 2025-11-14 | 2027-12-31
Alpha ESS Co Ltd | SMILE-M5 | SMILE-M5-B-INV (AS4777-2 2020) | 5 | 2026-03-18 | 2029-03-18
CD Power Pty Ltd | Sierra 25 | SIERRA 25 380 SHELF ECI | 12 | 2022-11-10 | 2025-11-10
Shanghai SIGEN New Energy Technology Co Ltd | Sigen Energy Storage System | SigenStor-25T-29 (AS4777-2 2020) | 25 | 2025-08-19 | 2027-12-31
Shanghai Chint Power Systems Co LTD | CPS SCA-T | CPS SCA6KTL-T1/EU (AS4777-2 2020) | 6 | 2023-08-29 | 2025-08-23
GoodWe Technologies Co Ltd | ET | GW15K-ET (AS4777-2 2020) | 15 | 2023-02-10 | 2027-10-19
Sigenergy Technology Co Ltd | Sigen Energy Storage System | SigenStor-25T-EV12-28.84 (AS4777-2 2020) | 25 | 2026-04-16 | 2027-12-31
Sigenergy Technology Co Ltd | Sigen Energy Storage System | SigenStor-6S-EV12-40.22 (AS4777-2 2020) | 6 | 2026-04-16 | 2027-12-31
Sigenergy Technology Co Ltd | Sigen Energy Storage System | SigenStor-10T-41.28 (AS4777-2 2020) | 9.999 | 2026-04-16 | 2027-12-31
Shanghai SIGEN New Energy Technology Co Ltd | SIGEN HYBRID INVERTER | Sigen Hybrid 6.0 SP (AS4777-2 2020) | 6 | 2024-09-24 | 2027-09-24
Sigenergy Technology Co Ltd | Sigen Energy Storage System | SigenStor-5S-EV12-28.5 (AS4777-2 2020) | 4.999 | 2026-04-16 | 2027-12-31
Sigenergy Technology Co Ltd | Sigen Energy Storage System | SigenStor-30T-EV25-33.14 (AS4777-2 2020) | 29.999 | 2026-04-16 | 2027-12-31
GoodWe Technologies Co Ltd | DNS G3 | GW5000-DNS-30 (AS4777-2 2020) | 5 | 2022-09-01 | 2027-07-27
Sigenergy Technology Co Ltd | Sigen Energy Storage System | SigenStor-3S-EV12-18.08 (AS4777-2 2020) | 3 | 2026-04-16 | 2027-12-31
Fronius Australia Pty Ltd | Primo GEN24 | Primo GEN24 3.0 Plus SC (AS4777-2 2020) | 3 | 2026-07-30 | 2029-07-30
SONNEN AUSTRALIA PTY LIMITED | sonnenBatterie Hybrid | sonnenBatterie Hybrid 9.53/7.5 (AS4777-2 2020) | 4.6 | 2022-08-12 | 2025-08-12
AISWEI Technology Co Ltd | ASW -LT | ASW110K-LT (AS4777-2 2020) | 110 | 2023-07-25 | 2026-11-05
Sigenergy Technology Co Ltd | Sigen Energy Storage System | SigenStor-10S-EV25-9.04 (AS4777-2 2020) | 9.999 | 2026-04-16 | 2027-12-31
Sigenergy Technology Co Ltd | Sigen Energy Storage System | SigenStor-12S-EV25-43.24 (AS4777-2 2020) | 12 | 2026-04-16 | 2027-12-31
Sungrow Power Supply Co Ltd | RT | SG15RT (AS4777-2 2020) | 15 | 2021-12-16 | 2029-06-30
Dongguan Hinen New Energy Technology Co Ltd | H12000 | H12000H-EU (AS4777-2 2020) | 12 | 2024-12-11 | 2027-12-11
Sigenergy Technology Co Ltd | Sigen Energy Storage System | SigenStor-10S-30.54 (AS4777-2 2020) | 9.999 | 2026-04-16 | 2027-12-31
Shanghai SIGEN New Energy Technology Co Ltd | Sigen Energy Storage System | SigenStor-25T-24 (AS4777-2 2020) | 25 | 2024-10-03 | 2027-10-03
Shanghai Sieyuan Watten Technology Co Ltd | H1 Series | SiH-5kW-TH (AS4777-2 2020) | 5 | 2024-11-21 | 2027-11-21
Sigenergy Technology Co Ltd | Sigen Energy Storage System | SigenStor-10S-EV25-28.84 (AS4777-2 2020) | 9.999 | 2026-04-16 | 2027-12-31
Fimer SpA | PVS | PVS-15-TL-SY (AS4777-2 2020) | 15 | 2022-06-15 | 2027-06-10
Sigenergy Technology Co Ltd | Sigen Energy Storage System | SigenStor-30T-EV12-41.28 (AS4777-2 2020) | 29.999 | 2026-04-16 | 2027-12-31
ShenZhen HNergy Co Ltd | ES-series | HNESPS115-34M0 (AS4777-2 2020) | 115 | 2026-04-23 | 2029-04-23
Sigenergy Technology Co Ltd | Sigen Energy Storage System | SigenStor-20T-34.2 (AS4777-2 2020) | 20 | 2026-04-16 | 2027-12-31
Sigenergy Technology Co Ltd | Sigen Energy Storage System | SigenStor-6S-EV12-30.12 (AS4777-2 2020) | 6 | 2026-04-16 | 2027-12-31
Sigenergy Technology Co Ltd | Sigen Energy Storage System | SigenStor-10S-EV12-33.22 (AS4777-2 2020) | 9.999 | 2026-04-16 | 2027-12-31
Sigenergy Technology Co Ltd | Sigen Energy Storage System | SigenStor-12S-21.08 (AS4777-2 2020) | 12 | 2026-04-16 | 2027-12-31
GoodWe Technologies Co Ltd | GEH | GEH5.0-1U-10 (AS4777-2 2020) | 5 | 2022-04-22 | 2027-03-23
Alpha ESS Co Ltd | SMILE-S | SMILE-S5 VI (AS4777-2 2020) | 5 | 2022-11-24 | 2025-11-24
SolaX Power Network Technology (Zhe jiang) Co Ltd | X1 HYBRID | X1-Hybrid-5.0-N-E (AS4777-2 2020) | 4.999 | 2022-01-20 | 2025-03-03
Shenzhen Growatt New Energy Co Ltd | MOD-XA | MOD 9000TL3-XA (AS4777-2 2020) | 9 | 2023-08-16 | 2026-08-16
Sigenergy Technology Co Ltd | Sigen Energy Storage System | SigenStor-3S-41.94 (AS4777-2 2020) | 3 | 2026-04-16 | 2027-12-31
GoodWe Technologies Co Ltd | ESA | GW20K-BTA-G20 (AS4777-2 2020) | 20 | 2026-07-01 | 2029-07-01
Fronius Australia Pty Ltd | Symo | Symo 20.0-3-M (AS4777-2 2020) | 20 | 2021-12-10 | 2026-12-09
Sungrow Power Supply Co Ltd | Residential | SH10T (AS4777-2 2020) | 10 | 2024-08-14 | 2027-08-14
Ginlong Technologies Co Ltd | S5 | S5-GR3P17K (AS4777-2 2020) | 17 | 2024-08-23 | 2026-10-21
NingBo Deye Inverter Technology Co Ltd | AI Series | AI-W5.1-6P1-AU-B (AS4777-2 2020) | 6 | 2025-10-01 | 2027-06-06
AISWEI Technology (Shanghai) Co Ltd | ASW H-S | ASW5000H-S (AS4777-2 2020) | 5 | 2022-07-14 | 2025-07-14
Fronius Australia Pty Ltd | Verto Plus | Verto 20.0 Plus (AS4777-2 2020) | 20 | 2026-06-19 | 2029-06-19
Ginlong Technologies Co Ltd | S6 | S6-EA1P4.6K-L (AS4777-2 2020) | 4.6 | 2024-08-06 | 2027-08-06
Sigenergy Technology Co Ltd | Sigen Energy Storage System | SigenStor-10T-22.48 (AS4777-2 2020) | 9.999 | 2026-04-16 | 2027-12-31
Sigenergy Technology Co Ltd | Sigen Energy Storage System | SigenStor-6S-50.58 (AS4777-2 2020) | 6 | 2026-04-16 | 2027-12-31
Shanghai SIGEN New Energy Technology Co Ltd | Sigen Energy Storage System | SigenStor-8S-EV12-8 (AS4777-2 2020) | 8 | 2025-03-14 | 2027-12-31
Ginlong Technologies Co Ltd | Mini Series | Solis-mini-2500-4G (AS4777-2 2020) | 2.5 | 2024-07-27 | 2026-12-31
Sigenergy Technology Co Ltd | Sigen Energy Storage System | SigenStor-12S-38.26 (AS4777-2 2020) | 12 | 2026-04-16 | 2027-12-31
Jiangsu Weiheng Intelligent Technology Co Ltd | PowerPod (AGAVE-SH Ultra) | SIA-10kW (AS4777-2 2020) | 9.999 | 2025-09-25 | 2028-09-25
Sigenergy Technology Co Ltd | Sigen Energy Storage System | SigenStor-12S-51.3 (AS4777-2 2020) | 12 | 2026-04-16 | 2027-12-31
Sigenergy Technology Co Ltd | Sigen Energy Storage System | SigenStor-10T-19.8 (AS4777-2 2020) | 9.999 | 2026-04-16 | 2027-12-31
Sigenergy Technology Co Ltd | Sigen Energy Storage System | SigenStor-10S-EV25-24.1 (AS4777-2 2020) | 9.999 | 2026-04-16 | 2027-12-31
Sigenergy Technology Co Ltd | Sigen Energy Storage System | SigenStor-10S-17.1 (AS4777-2 2020) | 9.999 | 2026-04-16 | 2027-12-31
Sigenergy Technology Co Ltd | Sigen Energy Storage System | SigenStor-5S-42.18 (AS4777-2 2020) | 4.999 | 2026-04-16 | 2027-12-31
Sigenergy Technology Co Ltd | Sigen Energy Storage System | SigenStor-8S-EV12-30.54 (AS4777-2 2020) | 8 | 2026-04-16 | 2027-12-31
Ecoflow Inc. | EF Series | EF HD-P3-8K0-S1 (AS4777-2 2020) | 8 | 2025-11-26 | 2028-11-26
8 Star Energy Pty Ltd | Force HT+ Series | Force 15.0HT+ (AS4777-2 2020) | 15 | 2026-02-25 | 2029-02-25
Huawei Technologies Co Ltd | SUN2000-5/6/8/10KTL-M1 | SUN2000-6KTL-M1 (AS4777-2 2020) | 6 | 2022-05-18 | 2025-12-31
Shanghai SIGEN New Energy Technology Co Ltd | Sigen Energy Storage System | SigenStor-6S-8 (AS4777-2 2020) | 6 | 2024-06-05 | 2027-06-05
Tesla Inc | Powerwall 3 and Expansions with Backup Gateway 2 | 1707000-10 kVA-27 (AS4777-2 2020) | 10 | 2025-08-19 | 2027-12-31
Each Energy Technology (Suzhou) Co Ltd | PHS-M1A | PHS5K-M1A (AS4777-2 2020) | 5 | 2023-10-20 | 2026-10-20
Sigenergy Technology Co Ltd | Sigen Energy Storage System | SigenStor-8S-EV12-20.44 (AS4777-2 2020) | 8 | 2026-04-16 | 2027-12-31
Ginlong Technologies Co Ltd | S5 | S5-GC100K-AU (AS4777-2 2020) | 100 | 2024-01-08 | 2027-01-08
NOARK Electrics (Shanghai) Co Ltd | Ex9N-DH | Ex9N-DH-5KT-AU (AS4777-2 2020) | 5 | 2024-01-16 | 2027-01-16
Sigenergy Technology Co Ltd | Sigen Energy Storage System | SigenStor-6S-EV12-26.14 (AS4777-2 2020) | 6 | 2026-04-16 | 2027-12-31
Shenzhen Growatt New Energy Co Ltd | MIN TL-X | MIN 3000TL-X (AS4777-2 2020) | 3 | 2023-12-11 | 2025-08-23
FOXESS Co Ltd | H3-Smart | H3-5.0-Smart (AS4777-2 2020) | 5 | 2025-07-03 | 2028-07-03
GoodWe Technologies Co Ltd | SDT G2 | GW5K-DT (AS4777-2 2020) | 5 | 2022-06-01 | 2025-02-14
Asian Power Devices Inc | PV H3 | PV 12KTL-D3/G2 (AS4777-2 2020) | 12 | 2023-02-23 | 2025-08-23
Solar Bos Pty Ltd | HS3 | HS3-5K-S2-W-P4-AUS (AS4777-2 2020) | 4.999 | 2026-06-19 | 2027-12-31
Xiamen Kehua Digital Energy Tech Co Ltd | SPI-B2S | SPI4000-B2S (AS4777-2 2020) | 4 | 2023-12-13 | 2025-08-23
Shanghai SIGEN New Energy Technology Co Ltd | Sigen Energy Storage System | SigenStor-15T-EV25-8 (AS4777-2 2020) | 15 | 2025-08-19 | 2027-12-31
Wanbang Digital Energy Co Ltd | Halo | AD20074EU1923 (AS4777-2 2020) | 7.4 | 2026-03-25 | 2029-03-25
GD Midea Air-conditioning Equipment Co Ltd | M1 Series | M1-T10K (AS4777-2 2020) | 10 | 2025-08-05 | 2028-08-05
Sigenergy Technology Co Ltd | Sigen Energy Storage System | SigenStor-12S-33.88 (AS4777-2 2020) | 12 | 2026-04-16 | 2027-12-31
Shenzhen GivEnergy Co Ltd | GivEnergy 3PH | GIV-3HY-10.0-HV (AS4777-2 2020) | 10 | 2025-05-14 | 2028-05-14
Ginlong Technologies Co Ltd | RHI | RHI-3P6K-HVES-5G (AS4777-2 2020) | 6 | 2022-06-30 | 2026-10-15
Guangzhou Sanjing Electric Co Ltd | H2 | H2-10K-T3-AU (AS4777-2 2020) | 9.999 | 2025-04-14 | 2028-04-14
Fronius Australia Pty Ltd | Symo GEN24 | Symo GEN24 10.0 (AS4777-2 2020) | 10 | 2021-12-03 | 2026-10-05
Sigenergy Technology Co Ltd | Sigen Energy Storage System | SigenStor-12S-EV12-41.54 (AS4777-2 2020) | 12 | 2026-04-16 | 2027-12-31
Shanghai SIGEN New Energy Technology Co Ltd | Sigen Energy Storage System | SigenStor-6S-16 (AS4777-2 2020) | 6 | 2024-06-05 | 2027-06-05
Sigenergy Technology Co Ltd | Sigen Energy Storage System | SigenStor-5T-EV25-31.52 (AS4777-2 2020) | 5 | 2026-04-16 | 2027-12-31
Sigenergy Technology Co Ltd | Sigen Energy Storage System | SigenStor-30T-EV12-9.04 (AS4777-2 2020) | 29.999 | 2026-04-16 | 2027-12-31
Victron Energy BV | MultiPlus-II | MultiPlus-II 48/5000/70-50 230V GX AU (AS4777-2 2020) | 5 | 2024-08-23 | 2027-08-23
Sigenergy Technology Co Ltd | Sigen Energy Storage System | SigenStor-10S-51.3 (AS4777-2 2020) | 9.999 | 2026-04-16 | 2027-12-31
GoodWe Technologies Co Ltd | SDT G2 | GW20KAU-DT (AS4777-2 2020) | 20 | 2022-06-02 | 2026-09-30
SUNSYNK AUSTRALIA PTY LTD | HYBRID INVERTER | SUNSYNK-8K-SG05LP1 (AS4777-2 2020) | 8 | 2022-10-19 | 2027-06-28
Sigenergy Technology Co Ltd | Sigen Energy Storage System | SigenStor-8S-EV25-38.52 (AS4777-2 2020) | 8 | 2026-04-16 | 2027-12-31
Fronius Australia Pty Ltd | Tauro | Tauro 50-3-D (AS4777-2 2020) | 50 | 2024-11-22 | 2026-12-22
AISWEI Technology (Shanghai) Co Ltd | ASW-LT-G2-A | ASW20K-LT-G2-A (AS4777-2 2020) | 20 | 2022-07-22 | 2028-11-14
Fronius Australia Pty Ltd | Fronius Symo Advanced | Symo Advanced 10.0-3-M (AS4777-2 2020) | 10 | 2023-06-06 | 2027-06-06
Guangzhou Sanjing Electric Co Ltd | R6 | R6-15K-T2-32-AUS (AS4777-2 2020) | 15 | 2023-11-09 | 2026-11-09
Sigenergy Technology Co Ltd | Sigen Energy Storage System | SigenStor-5T-EV25-33.22 (AS4777-2 2020) | 5 | 2026-04-16 | 2027-12-31
Sigenergy Technology Co Ltd | Sigen Energy Storage System | SigenStor-12S-40.22 (AS4777-2 2020) | 12 | 2026-04-16 | 2027-12-31
Sigenergy Technology Co Ltd | Sigen Energy Storage System | SigenStor-12S-EV25-33.14 (AS4777-2 2020) | 12 | 2026-04-16 | 2027-12-31
Sigenergy Technology Co Ltd | Sigen Energy Storage System | SigenStor-6S-EV12-36.9 (AS4777-2 2020) | 6 | 2026-04-16 | 2027-12-31
Solar Bos Pty Ltd | AS3 | AS3-12K-T-W-P4-AUS (AS4777-2 2020) | 12 | 2026-06-19 | 2027-12-31
Shenzhen Poweroak Newener Co Ltd | N/A | EP2000 (AS4777-2 2020) | 20 | 2025-09-25 | 2028-09-25
Sigenergy Technology Co Ltd | Sigen Energy Storage System | SigenStor-30T-18.08 (AS4777-2 2020) | 29.999 | 2026-04-16 | 2027-12-31
Suzhou Hypontech Co Ltd | HPS | HPS-3680D (AS4777-2 2020) | 3.68 | 2022-04-27 | 2025-04-27
Shenzhen Sinexcel Electric Co Ltd | PWS2 | PWS2-30P-EX (AS4777-2 2020) | 30 | 2023-04-26 | 2026-04-26
AISWEI Technology (Shanghai) Co Ltd | ASW-LT-G2-A | ASW5K-LT-G2-A (AS4777-2 2020) | 5 | 2022-07-22 | 2028-11-14
Sigenergy Technology Co Ltd | Sigen Energy Storage System | SigenStor-5S-EV12-15.06 (AS4777-2 2020) | 4.999 | 2026-04-16 | 2027-12-31
Sigenergy Technology Co Ltd | Sigen Energy Storage System | SigenStor-8S-30.12 (AS4777-2 2020) | 8 | 2026-04-16 | 2027-12-31
Sigenergy Technology Co Ltd | Sigen Energy Storage System | SigenStor-12S-EV12-22.14 (AS4777-2 2020) | 12 | 2026-04-16 | 2027-12-31
Shenzhen Sinexcel Electric Co Ltd | PWS1-500kTL-EX | PWS1-500KTL-EX-7M1 (AS4777-2 2020) | 437.5 | 2023-04-26 | 2026-04-26
Sigenergy Technology Co Ltd | Sigen Energy Storage System | SigenStor-8S-EV12-25.82 (AS4777-2 2020) | 8 | 2026-04-16 | 2027-12-31
Ginlong Technologies Co Ltd | S6 | S6-EH3P40K-H-AU (AS4777-2 2020) | 40 | 2025-05-07 | 2028-05-07
SolaX Power Network Technology (Zhe jiang) Co Ltd | X3 MIC | X3-MIC-8K-G2 (AS4777-2 2020) | 8 | 2022-07-01 | 2025-08-14
AISWEI Technology (Shanghai) Co Ltd | ASW-LT-G2-A | ASW12K-LT-G2-A (AS4777-2 2020) | 12 | 2022-07-22 | 2028-11-14
FOXESS Co Ltd | 1K5-1P-HI | 1K5-1P-HI-9 (AS4777-2 2020) | 9 | 2025-05-29 | 2028-05-29
Shenzhen SOFARSOLAR Co Ltd | ESI | ESI 6K-S1 (AS4777-2 2020) | 6 | 2023-01-23 | 2027-09-20
Wuxi Solinteg Power Co Ltd | Integ M Series | MHT-40K-100 (AS4777-2 2020) | 40 | 2025-02-10 | 2028-02-10
Ningbo Sunways Technologies Co Ltd | STT-4K~25KTL-P | STT-8KTL-P (AS4777-2 2020) | 8 | 2022-12-23 | 2025-12-23
Fronius Australia Pty Ltd | Symo | Symo 4.5-3-M (AS4777-2 2020) | 4.5 | 2021-12-02 | 2026-11-17
GoodWe Technologies Co Ltd | SDT G3 | GW25K-SDT-AU30 (AS4777-2 2020) | 25 | 2025-11-06 | 2028-11-06
Hiconics Eco-energy Drive Technology Co Ltd | Powerinfi | MEI2-HT12H-AIO1 (AS4777-2 2020) | 12 | 2026-03-30 | 2029-03-30
GoodWe Technologies Co Ltd | BTC | GW100K06-BTC (AS4777-2 2020) | 100 | 2023-08-14 | 2025-08-23
Sigenergy Technology Co Ltd | Sigen Energy Storage System | SigenStor-3S-8 (AS4777-2 2020) | 3 | 2025-09-11 | 2027-12-31
Pixii (Australia) Pty Ltd | PCM | PCM125-AM2S-M (AS4777-2 2020) | 125 | 2026-08-03 | 2029-08-03
Sigenergy Technology Co Ltd | Sigen Energy Storage System | SigenStor-5S-EV12-44.22 (AS4777-2 2020) | 4.999 | 2026-04-16 | 2027-12-31
Fimer SpA | PVS | PVS-10-TL-SX (AS4777-2 2020) | 10 | 2022-06-15 | 2027-06-10
Sigenergy Technology Co Ltd | Sigen Energy Storage System | SigenStor-5S-49.26 (AS4777-2 2020) | 4.999 | 2026-04-16 | 2027-12-31
Shenzhen SOFARSOLAR Co Ltd | HYD | HYD 6KTL-3PH (AS4777-2 2020) | 6 | 2022-06-24 | 2027-03-24
Sigenergy Technology Co Ltd | Sigen Energy Storage System | SigenStor-5S-EV12-24.84 (AS4777-2 2020) | 4.999 | 2026-04-16 | 2027-12-31
Hoymiles Power Electronics Inc | HYS-LV | HYS-6.0LV-AUG1 (AS4777-2 2020) | 6 | 2023-09-27 | 2026-09-27
Alpha ESS Co Ltd | Storion-SMILE-B3 | Storion-SMILE-B3 (AS4777-2 2020) | 3 | 2024-08-14 | 2027-01-27
GoodWe Technologies Co Ltd | EH | GW6000-EH (AS4777-2 2020) | 6 | 2022-06-08 | 2025-06-08
Sigenergy Technology Co Ltd | Sigen Energy Storage System | SigenStor-10S-EV25-14.08 (AS4777-2 2020) | 9.999 | 2026-04-16 | 2027-12-31
NingBo Deye Inverter Technology Co Ltd | Hybrid Inverter | SUN-8K-SG01HP3-AU-AM2 (AS4777-2 2020) | 8 | 2023-11-22 | 2026-11-22
ELPOWER Srl | Elpower Battery Inverter | Cleanisland 100 AU/NZ (AS4777-2 2020) | 111.2 | 2025-04-17 | 2025-08-23
Dyness Digital Energy Technology Co Ltd | Cygni | Cygni 10.0HS-M8 (AS4777-2 2020) | 9.999 | 2025-10-15 | 2027-12-31
GoodWe Technologies Co Ltd | GEP 29.9-60kW | GEP60-10 (AS4777-2 2020) | 60 | 2022-06-30 | 2025-06-30
Alpha ESS Co Ltd | SMILE-G3 | SMILE-G3-T20-INV (AS4777-2 2020) | 20 | 2026-06-15 | 2029-06-15
VACON Ltd | VACON 100X | VACON0100-3L-0009-4-X | 4.6 | 2025-11-28 | 2027-08-07
Sigenergy Technology Co Ltd | Sigen Energy Storage System | SigenStor-10S-EV12-21.08 (AS4777-2 2020) | 9.999 | 2026-04-16 | 2027-12-31
GoodWe Technologies Co Ltd | ET G2 | GW15K-ET-20 (AS4777-2 2020) | 15 | 2024-10-29 | 2027-10-29
Dongguan Hinen New Energy Technology Co Ltd | H3000-EU - H6000-EU | H5000-EU (AS4777-2 2020) | 5 | 2024-02-13 | 2027-02-13
Shanghai SIGEN New Energy Technology Co Ltd | Sigen Energy Storage System | SigenStor-12S-EV12-16 (AS4777-2 2020) | 12 | 2025-03-14 | 2027-12-31
Sigenergy Technology Co Ltd | Sigen Energy Storage System | SigenStor-5T-12.04 (AS4777-2 2020) | 5 | 2026-04-16 | 2027-12-31
Ginlong Technologies Co Ltd | S6 | S6-EH1P3K-L-PLUS-AU (AS4777-2 2020) | 3 | 2024-08-02 | 2027-08-02
Ningbo Sunways Technologies Co Ltd | STT-4~25KTL-P | STT-15KTL-P (AS4777-2 2020) | 15 | 2022-08-18 | 2027-07-20
Sigenergy Technology Co Ltd | Sigen Energy Storage System | SigenStor-20T-EV12-45.2 (AS4777-2 2020) | 20 | 2026-04-16 | 2027-12-31
SYL (NINGBO) BATTERY CO LTD | Risen Stack1 | SU96E48LM (AS4777-2 2020) | 48 | 2025-12-23 | 2027-12-31
Asian Power Devices Inc | PV L1 | PV 5KTL-D1/G2P (AS4777-2 2020) | 5 | 2023-02-08 | 2025-08-23
Shenzhen SOFARSOLAR Co Ltd | ESI-5-12K-T1 | ESI-6K-T1 (AS4777-2 2020) | 6 | 2026-05-28 | 2029-05-28
Sigenergy Technology Co Ltd | Sigen Energy Storage System | SigenStor-8S-46.58 (AS4777-2 2020) | 8 | 2026-04-16 | 2027-12-31
FOXESS CO LTD | H1-G2 | H1-3.7-E-G2 (AS4777-2 2020) | 3.68 | 2024-01-03 | 2027-01-03
Sigenergy Technology Co Ltd | Sigen Energy Storage System | SigenStor-30T-45.2 (AS4777-2 2020) | 29.999 | 2026-04-16 | 2027-12-31
Sigenergy Technology Co Ltd | Sigen Energy Storage System | SigenStor-10T-EV25-45.2 (AS4777-2 2020) | 9.999 | 2026-04-16 | 2027-12-31
Sigenergy Technology Co Ltd | Sigen Energy Storage System | SigenStor-3S-EV12-23.46 (AS4777-2 2020) | 3 | 2026-04-16 | 2027-12-31
GoodWe Technologies Co Ltd | ES | GW5048C-ES (AS4777-2 2020) | 5 | 2022-06-16 | 2025-06-16
Sigenergy Technology Co Ltd | Sigen Energy Storage System | SigenStor-10S-EV25-43.24 (AS4777-2 2020) | 9.999 | 2026-04-16 | 2027-12-31
GoodWe Technologies Co Ltd | ES G2 | GW5000M-ES-20 (AS4777-2 2020) | 5 | 2023-01-10 | 2027-09-22
Shenzhen SOFARSOLAR Co Ltd | SOFAR 3-6KTLM-G3 | SOFAR 3.6KTLM-G3 (AS4777-2 2020) | 3.68 | 2024-08-18 | 2027-08-18
Sigenergy Technology Co Ltd | Sigen Energy Storage System | SigenStor-8S-48.28 (AS4777-2 2020) | 8 | 2026-04-16 | 2027-12-31
Shenzhen Sinexcel Isuna Energy Technology Co Ltd | Isuna | Isuna 6000T (AS4777-2 2020) | 6 | 2025-08-22 | 2028-08-22
Sigenergy Technology Co Ltd | Sigen Energy Storage System | SigenStor-20T-54.24 (AS4777-2 2020) | 20 | 2026-04-16 | 2027-12-31
Sigenergy Technology Co Ltd | Sigen Energy Storage System | SigenStor-15T-21.08 (AS4777-2 2020) | 15 | 2026-04-16 | 2027-12-31
Afore New Energy Technology (Shanghai) Co Ltd | Low Voltage Hybird Inverter | AF2.5K-SL-1 (AS4777-2 2020) | 2.5 | 2023-06-13 | 2026-12-10
Huizhou RoyPow Technology Co Ltd | N/A | SUN8000T-E/I (AS4777-2 2020) | 8 | 2025-09-16 | 2028-09-16
Sigenergy Technology Co Ltd | Sigen Energy Storage System | SigenStor-20T-EV25-15.06 (AS4777-2 2020) | 20 | 2026-04-16 | 2027-12-31
Sigenergy Technology Co Ltd | Sigen Energy Storage System | SigenStor-10S-EV25-41.54 (AS4777-2 2020) | 9.999 | 2026-04-16 | 2027-12-31
GoodWe Technologies Co Ltd | SBP | GW5000S-BP (AS4777-2 2020) | 5 | 2022-03-01 | 2025-03-02
iStore (QLD) Pty Ltd | IS-HYB-3PH | IS-HYB-5000-3PH (AS4777-2 2020) | 5 | 2023-11-09 | 2027-05-09
Shanghai SIGEN New Energy Technology Co Ltd | Sigen Energy Storage System | SigenStor-10T-EV25-10 (AS4777-2 2020) | 9.999 | 2025-08-19 | 2027-12-31
Shenzhen Growatt New Energy Co Ltd | SPA | SPA 3000TL BL-UP (AS4777-2 2020) | 3 | 2024-06-25 | 2025-08-23
Dyness Digital Energy Technology Co Ltd | Cygni | Cygni 8.0HS-M8 (AS4777-2 2020) | 8 | 2025-10-15 | 2027-12-31
Sigenergy Technology Co Ltd | Sigen Energy Storage System | SigenStor-10T-18.08 (AS4777-2 2020) | 9.999 | 2026-04-16 | 2027-12-31
Shenzhen OLiPower Energy & Automation Technology Co Ltd | PCS | PCS-60K (AS4777-2 2020) | 60 | 2024-07-04 | 2027-07-04
Shenzhen Growatt New Energy Co Ltd | SPA 3000-6000 TL-AUB | SPA 6000TL-AUB (AS4777-2 2020) | 6 | 2024-11-27 | 2027-11-27
Sigenergy Technology Co Ltd | Sigen Energy Storage System | SigenStor-8S-EV12-33.14 (AS4777-2 2020) | 8 | 2026-04-16 | 2027-12-31
Sigenergy Technology Co Ltd | Sigen Energy Storage System | SigenStor-3S-28.84 (AS4777-2 2020) | 3 | 2026-04-16 | 2027-12-31
Fronius Australia Pty Ltd | Primo | Primo 5.0-1 SC (AS4777-2 2020) | 5 | 2021-12-01 | 2026-11-24
Ginlong Technologies Co Ltd | S5 | S5-GR3P10K-AU (AS4777-2 2020) | 10 | 2024-08-23 | 2026-10-21
Hoymiles Power Electronics Inc | HMS | HMS-2000-4T (AS4777-2 2020) | 2 | 2024-09-02 | 2027-09-02
CSE Energy & Technology Co Ltd | AIO1 | AIO1-PCS-3K-G1 (AS4777-2 2020) | 3 | 2024-12-19 | 2027-12-19
Hoymiles Power Electronics Inc | HIT-(5-20)L-G3-AU | HIT-20L-G3-AU (AS4777-2 2020) | 20 | 2026-07-30 | 2029-07-30
Selectronic Australia | SP PRO | SPMC1201 | 7.5 | 2022-07-21 | 2025-09-20
8 Star Energy Pty Ltd | Energizer Solar Force Series | Force 4.6S (AS4777-2 2020) | 4.6 | 2023-04-05 | 2027-10-28
Shanghai SIGEN New Energy Technology Co Ltd | Sigen Energy Storage System | SigenStor-20T-EV12-5 (AS4777-2 2020) | 20 | 2025-08-19 | 2027-12-31
Fronius Australia Pty Ltd | Verto Plus | Verto 30.0 Plus (AS4777-2 2020) | 29.99 | 2026-06-19 | 2029-06-19
Sigenergy Technology Co Ltd | Sigen Energy Storage System | SigenStor-10S-25.82 (AS4777-2 2020) | 9.999 | 2026-04-16 | 2027-12-31
Sigenergy Technology Co Ltd | Sigen Energy Storage System | SigenStor-3S-EV12-30.12 (AS4777-2 2020) | 3 | 2026-04-16 | 2027-12-31
Sigenergy Technology Co Ltd | Sigen Energy Storage System | SigenStor-15T-EV25-40.56 (AS4777-2 2020) | 15 | 2026-04-16 | 2027-12-31
Sigenergy Technology Co Ltd | Sigen Energy Storage System | SigenStor-20T-EV25-28.84 (AS4777-2 2020) | 20 | 2026-04-16 | 2027-12-31
Sigenergy Technology Co Ltd | Sigen Energy Storage System | SigenStor-30T-EV12-31.52 (AS4777-2 2020) | 29.999 | 2026-04-16 | 2027-12-31
Altenergy Power System Inc | DS3D Microinverter | DS3D-L-AU (AS4777-2 2020) | 1.6 | 2025-11-24 | 2027-11-25
Sigenergy Technology Co Ltd | Sigen Energy Storage System | SigenStor-10S-33.14 (AS4777-2 2020) | 9.999 | 2026-04-16 | 2027-12-31
Sigenergy Technology Co Ltd | Sigen Energy Storage System | SigenStor-12S-EV25-38.26 (AS4777-2 2020) | 12 | 2026-04-16 | 2027-12-31
Sigenergy Technology Co Ltd | Sigen Energy Storage System | SigenStor-5S-17.1 (AS4777-2 2020) | 4.999 | 2026-04-16 | 2027-12-31
Sigenergy Technology Co Ltd | Sigen Energy Storage System | SigenStor-15T-EV25-42.26 (AS4777-2 2020) | 15 | 2026-04-16 | 2027-12-31
Sigenergy Technology Co Ltd | Sigen Energy Storage System | SigenStor-30T-EV25-36.16 (AS4777-2 2020) | 29.999 | 2026-04-16 | 2027-12-31
Sigenergy Technology Co Ltd | Sigen Energy Storage System | SigenStor-10S-EV25-26.14 (AS4777-2 2020) | 9.999 | 2026-04-16 | 2027-12-31
Shanghai SIGEN New Energy Technology Co Ltd | Sigen Energy Storage System | SigenStor-15T-EV25-26 (AS4777-2 2020) | 15 | 2025-08-19 | 2027-12-31
Sigenergy Technology Co Ltd | Sigen Energy Storage System | SigenStor-3S-EV12-37.54 (AS4777-2 2020) | 3 | 2026-04-16 | 2027-12-31
Shanghai Sieyuan Watten Technology Co Ltd | H1 Series | SiH-6kW-TH (AS4777-2 2020) | 6 | 2024-11-21 | 2027-11-21
Sigenergy Technology Co Ltd | Sigen Energy Storage System | SigenStor-12S-9.04 (AS4777-2 2020) | 12 | 2026-04-16 | 2027-12-31
Sigenergy Technology Co Ltd | Sigen Energy Storage System | SigenStor-5S-41.54 (AS4777-2 2020) | 4.999 | 2026-04-16 | 2027-12-31
Pylon Technologies Co Ltd | FH3X | FH3X-8K-HY-1P-10 (AS4777-2 2020) | 8 | 2025-09-12 | 2027-12-31
GoodWe Technologies Co Ltd | MT G2 | GW80K-MT (AS4777-2 2020) | 80 | 2022-07-01 | 2025-07-04
Shenzhen Sinexcel Electric Co Ltd | PWS1-500KTL-EX series | PWS1-500KTL-EX-5M8 (AS4777-2 2020) | 312.5 | 2023-04-26 | 2026-04-26
Tesla Inc | Powerwall 3 and Expansions with Backup Gateway 2 | 1707000-10 kVA-54 (AS4777-2 2020) | 10 | 2025-08-19 | 2027-12-31
Jiangsu Weiheng Intelligent Technology Co Ltd | Copia-TH | WH-THA123 (AS4777-2 2020) | 12 | 2024-07-11 | 2027-07-11
GoodWe Technologies Co Ltd | ET | GW10KL-ET (AS4777-2 2020) | 10 | 2022-06-09 | 2026-10-28
Sigenergy Technology Co Ltd | Sigen Energy Storage System | SigenStor-5S-EV12-36.16 (AS4777-2 2020) | 4.999 | 2026-04-16 | 2027-12-31
Sigenergy Technology Co Ltd | Sigen Energy Storage System | SigenStor-25T-EV12-33.14 (AS4777-2 2020) | 25 | 2026-04-16 | 2027-12-31
GoodWe Technologies Co Ltd | ESA | GW15K-ETA-G20 (AS4777-2 2020) | 15 | 2026-02-16 | 2029-02-16
Sigenergy Technology Co Ltd | Sigen Energy Storage System | SigenStor-5S-26.14 (AS4777-2 2020) | 4.999 | 2026-04-16 | 2027-12-31
Shanghai SIGEN New Energy Technology Co Ltd | SIGEN PV INVERTER | Sigen PV Max 4.0 SP (AS4777-2 2020) | 4 | 2024-09-17 | 2027-09-17
Sigenergy Technology Co Ltd | Sigen Energy Storage System | SigenStor-12S-43.64 (AS4777-2 2020) | 12 | 2026-04-16 | 2027-12-31
Sigenergy Technology Co Ltd | Sigen Energy Storage System | SigenStor-10T-EV25-6.02 (AS4777-2 2020) | 9.999 | 2026-04-16 | 2027-12-31
Guangzhou Sanjing Electric Co Ltd | R6 | R6-6K-S2-X (AS4777-2 2020) | 6 | 2023-07-05 | 2026-07-05
Asian Power Devices Inc | PV H3 | PV 15KTL-D3/G2P (AS4777-2 2020) | 15 | 2023-02-23 | 2025-08-23
Shenzhen Sinexcel Electric Co Ltd | PWS1-500KTL-EX series | PWS1-500KTL-EX-8M4 (AS4777-2 2020) | 500 | 2023-04-26 | 2026-04-26
SolaX Power Network Technology (Zhe jiang) Co Ltd | X3-MIC G2 | X3-MIC-10K-G2 (AS4777-2 2020) | 9.999 | 2025-08-15 | 2027-05-30
VACON Ltd | VACON 100X | VACON0100-3L-0005-4-X | 2.7 | 2025-11-28 | 2027-08-07
Ginlong Technologies Co Ltd | 4G | Solis-3P12K-4G (AS4777-2 2020) | 12 | 2024-08-23 | 2025-08-23
GoodWe Technologies Co Ltd | ESA | GW15K-BTA-G20 (AS4777-2 2020) | 15 | 2026-07-01 | 2029-07-01
Zhejiang Hyxi Technology Co Ltd | Three Phase Hybrid Inverter | HYX-H8K-HT (AS4777-2 2020) | 8 | 2025-11-25 | 2028-11-25
Sigenergy Technology Co Ltd | Sigen Energy Storage System | SigenStor-6S-42.26 (AS4777-2 2020) | 6 | 2026-04-16 | 2027-12-31
Sigenergy Technology Co Ltd | Sigen Energy Storage System | SigenStor-30T-EV25-15.06 (AS4777-2 2020) | 29.999 | 2026-04-16 | 2027-12-31
Shanghai SIGEN New Energy Technology Co Ltd | Sigen Energy Storage System | SigenStor-25T-10 (AS4777-2 2020) | 25 | 2024-10-03 | 2027-10-03
Sigenergy Technology Co Ltd | Sigen Energy Storage System | SigenStor-10S-EV12-33.14 (AS4777-2 2020) | 9.999 | 2026-04-16 | 2027-12-31
GoodWe Technologies Co Ltd | SDT G3 | GW15K-SDT-AU30 (AS4777-2 2020) | 15 | 2025-11-06 | 2028-11-06
Shanghai SIGEN New Energy Technology Co Ltd | Sigen Energy Storage System | SigenStor-10T-EV12-5 (AS4777-2 2020) | 9.999 | 2025-08-19 | 2027-12-31
Dongguan Hinen New Energy Technology Co Ltd | A Series | A10000S-E (AS4777-2 2020) | 9.999 | 2025-06-17 | 2028-06-17
Sigenergy Technology Co Ltd | Sigen Energy Storage System | SigenStor-10T-EV12-19.8 (AS4777-2 2020) | 9.999 | 2026-04-16 | 2027-12-31
SolaX Power Network Technology Zhejiang Co Ltd | X3 Hybrid | X3-Hybrid-15.0-D (AS4777-2 2020) | 15 | 2022-06-29 | 2025-06-26
Sigenergy Technology Co Ltd | Sigen Energy Storage System | SigenStor-12S-EV25-27.52 (AS4777-2 2020) | 12 | 2026-04-16 | 2027-12-31
GoodWe Technologies Co Ltd | ESA | GW3.6K-BHA-G20 (AS4777-2 2020) | 3.6 | 2026-08-19 | 2029-08-19
Shenzhen Growatt New Energy Co Ltd | MIN | MIN 3000TL-XH (AS4777-2 2020) | 3 | 2021-12-01 | 2025-01-08
Sigenergy Technology Co Ltd | Sigen Energy Storage System | SigenStor-6S-EV12-22.14 (AS4777-2 2020) | 6 | 2026-04-16 | 2027-12-31
Shanghai SIGEN New Energy Technology Co Ltd | Sigen Energy Storage System | SigenStor-20T-EV12-40 (AS4777-2 2020) | 20 | 2025-08-19 | 2027-12-31
Victron Energy BV | MultiPlus-II | MultiPlus-II 48/10000/140-100 230V (AS4777-2 2020) | 10 | 2025-07-10 | 2028-07-10
Guangzhou Sanjing Electric Co Ltd | H2 | H2-10K-T2 (AS4777-2 2020) | 10 | 2022-09-07 | 2029-04-14
NingBo Deye Inverter Technology Co Ltd | Hybrid Inverter | SUN-6K-SG04LP1-AU (AS4777-2 2020) | 6 | 2022-08-15 | 2027-04-26
Sigenergy Technology Co Ltd | Sigen Energy Storage System | SigenStor-15T-EV25-30.12 (AS4777-2 2020) | 15 | 2026-04-16 | 2027-12-31
Pylon Technologies Co Ltd | FH3X | FH3X-8K-HY-3P-25 (AS4777-2 2020) | 8 | 2025-11-14 | 2027-12-31
Sigenergy Technology Co Ltd | Sigen Energy Storage System | SigenStor-5S-43.24 (AS4777-2 2020) | 4.999 | 2026-04-16 | 2027-12-31
Shanghai SIGEN New Energy Technology Co Ltd | Sigen Energy Controller | SigenStor EC 12.0 TP AU (AS4777-2 2020) | 12 | 2025-04-07 | 2028-04-07
Ecoflow Inc. | EF Series | EF HD-P3-6K0-S1 (AS4777-2 2020) | 6 | 2025-11-26 | 2028-11-26
TEMPO (AUST) PTY LTD | HBI | SP-5KW-HBI (AS4777-2 2020) | 5 | 2023-01-23 | 2027-10-27
Shanghai SIGEN New Energy Technology Co Ltd | Sigen Energy Storage System | SigenStor-30T-EV25-10 (AS4777-2 2020) | 29.999 | 2025-08-19 | 2027-12-31
Dongguan Hinen New Energy Technology Co Ltd | A Series | A4600S (AS4777-2 2020) | 4.6 | 2025-06-24 | 2028-06-24
Sigenergy Technology Co Ltd | Sigen Energy Storage System | SigenStor-10T-EV12-22.48 (AS4777-2 2020) | 9.999 | 2026-04-16 | 2027-12-31
Ginlong Technologies Co Ltd | S6 | S6-EH1P6K-L-AU (AS4777-2 2020) | 6 | 2023-09-18 | 2026-09-18
Sigenergy Technology Co Ltd | Sigen PV Inverter | Sigen PV 125M2-AU (AS4777-2 2020) | 125 | 2026-01-29 | 2029-01-29
Shanghai SIGEN New Energy Technology Co Ltd | Sigen Energy Storage System | SigenStor-10T-EV12-10 (AS4777-2 2020) | 9.999 | 2025-08-19 | 2027-12-31
Sigenergy Technology Co Ltd | Sigen Energy Storage System | SigenStor-15T-41.28 (AS4777-2 2020) | 15 | 2026-04-16 | 2027-12-31
Sigenergy Technology Co Ltd | Sigen Energy Storage System | SigenStor-25T-EV25-26.14 (AS4777-2 2020) | 25 | 2026-04-16 | 2027-12-31
iStore (QLD) Pty Ltd | IS-HYB-3PH | IS-HYB-10000-3PH (AS4777-2 2020) | 9.999 | 2024-10-14 | 2027-10-14
Sigenergy Technology Co Ltd | Sigen Energy Storage System | SigenStor-3S-36.16 (AS4777-2 2020) | 3 | 2026-04-16 | 2027-12-31
Dyness Digital Energy Technology Co Ltd | Cygni | Cygni 10.0HS-M9 (AS4777-2 2020) | 9.999 | 2025-10-15 | 2027-12-31
SolarEdge Technologies Ltd | Single Phase Inverter | SE5000H-MM (AS4777-2 2020) | 5 | 2022-02-24 | 2027-01-17
Sigenergy Technology Co Ltd | Sigen Energy Storage System | SigenStor-3S-EV12-33.22 (AS4777-2 2020) | 3 | 2026-04-16 | 2027-12-31
FOXESS CO LTD | KH | KH10.5 (AS4777-2 2020) | 10.5 | 2025-06-13 | 2028-06-13
GoodWe Technologies Co Ltd | MS G3 | GW6000-MS-30 (AS4777-2 2020) | 6 | 2023-05-19 | 2026-11-15
RedEarth Energy Storage Ltd | SunRise 3 phase | SRS-300 (AS4777-2 2020) | 10 | 2023-11-10 | 2025-08-23
Guangzhou Sanjing Electric Co Ltd | R6 | R6-7K-S3 (AS4777-2 2020) | 7 | 2023-11-01 | 2026-11-01
GoodWe Technologies Co Ltd | MS G4 | GW9.999K-MS-G40 (AS4777-2 2020) | 9.999 | 2026-06-26 | 2029-06-26
GoodWe Technologies Co Ltd | ES G2 | GW3600M-ES-20 (AS4777-2 2020) | 3.68 | 2023-01-10 | 2027-09-22
Sigenergy Technology Co Ltd | Sigen Energy Storage System | SigenStor-6S-18.08 (AS4777-2 2020) | 6 | 2026-04-16 | 2027-12-31
GoodWe Technologies Co Ltd | ES | GW5048D-ES (AS4777-2 2020) | 5 | 2022-06-16 | 2025-06-16
Sigenergy Technology Co Ltd | Sigen Energy Storage System | SigenStor-3S-31.18 (AS4777-2 2020) | 3 | 2026-04-16 | 2027-12-31
Shanghai SIGEN New Energy Technology Co Ltd | Sigen Energy Storage System | SigenStor-5T-EV12-32 (AS4777-2 2020) | 5 | 2025-08-19 | 2027-12-31
Sigenergy Technology Co Ltd | Sigen Energy Storage System | SigenStor-25T-EV25-40.56 (AS4777-2 2020) | 25 | 2026-04-16 | 2027-12-31
Sigenergy Technology Co Ltd | Sigen Energy Storage System | SigenStor-12S-EV25-30.54 (AS4777-2 2020) | 12 | 2026-04-16 | 2027-12-31
Pylon Technologies Co Ltd | FH3X | FH3X-12K-HY-3P-25 (AS4777-2 2020) | 12 | 2025-11-14 | 2027-12-31
Shenzhen GivEnergy Co Ltd | All In One | GIV-AIO-AC-13.5 (AS4777-2 2020) | 6 | 2024-02-21 | 2027-02-21
Shanghai SIGEN New Energy Technology Co Ltd | Sigen Energy Storage System | SigenStor-8S-EV25-24 (AS4777-2 2020) | 8 | 2025-03-14 | 2027-12-31
Sigenergy Technology Co Ltd | Sigen Energy Storage System | SigenStor-5S-6.02 (AS4777-2 2020) | 4.999 | 2026-04-16 | 2027-12-31
SMA Australia Pty Ltd | Sunny Boy Smart Energy | SBSE4.0-50 (AS4777-2 2020) | 4 | 2025-02-14 | 2028-02-14
Shanghai SIGEN New Energy Technology Co Ltd | SIGEN PV INVERTER | Sigen PV Max 6.0 SP (AS4777-2 2020) | 6 | 2024-09-17 | 2027-09-17
Shanghai SIGEN New Energy Technology Co Ltd | Sigen Energy Storage System | SigenStor-15T-21 (AS4777-2 2020) | 15 | 2025-08-19 | 2027-12-31
Afore New Energy Technology (Shanghai) Co Ltd | AFx-TH | AF30K-TH (AS4777-2 2020) | 30 | 2025-12-02 | 2028-10-12
Hiconics Eco-energy Drive Technology Co Ltd | Powerinfi | MEI2-HS4H-AIO1 (AS4777-2 2020) | 4 | 2026-03-26 | 2029-03-26
Sigenergy Technology Co Ltd | Sigen Energy Storage System | SigenStor-5T-EV12-44.22 (AS4777-2 2020) | 5 | 2026-04-16 | 2027-12-31
Sigenergy Technology Co Ltd | Sigen Energy Storage System | SigenStor-8S-EV25-42.26 (AS4777-2 2020) | 8 | 2026-04-16 | 2027-12-31
Sigenergy Technology Co Ltd | Sigen Energy Storage System | SigenStor-25T-35.18 (AS4777-2 2020) | 25 | 2026-04-16 | 2027-12-31
Shanghai SIGEN New Energy Technology Co Ltd | Sigen Energy Storage System | SigenStor-25T-EV25-8 (AS4777-2 2020) | 25 | 2025-08-19 | 2027-12-31
Sigenergy Technology Co Ltd | Sigen Energy Storage System | SigenStor-8S-EV12-36.56 (AS4777-2 2020) | 8 | 2026-04-16 | 2027-12-31
Shanghai SIGEN New Energy Technology Co Ltd | Sigen Energy Storage System | SigenStor-25T-EV12-29 (AS4777-2 2020) | 25 | 2025-08-19 | 2027-12-31
Sigenergy Technology Co Ltd | Sigen Energy Storage System | SigenStor-6S-EV12-6.02 (AS4777-2 2020) | 6 | 2026-04-16 | 2027-12-31
Wuxi Solinteg Power Co Ltd | Integ M Series | MHT-15K-40 (AS4777-2 2020) | 15 | 2025-02-10 | 2029-07-19
Sigenergy Technology Co Ltd | Sigen Energy Storage System | SigenStor-8S-EV25-36.9 (AS4777-2 2020) | 8 | 2026-04-16 | 2027-12-31
Sigenergy Technology Co Ltd | Sigen Energy Storage System | SigenStor-3S-50.58 (AS4777-2 2020) | 3 | 2026-04-16 | 2027-12-31
Shenzhen SOFARSOLAR Co Ltd | SOFAR 3.3K~12KTLX-G3 | SOFAR 8.8KTLX-G3-A (AS4777-2 2020) | 8 | 2024-09-07 | 2026-06-08
Sigenergy Technology Co Ltd | Sigen Energy Storage System | SigenStor-5S-46.66 (AS4777-2 2020) | 4.999 | 2026-04-16 | 2027-12-31
Sigenergy Technology Co Ltd | Sigen Energy Storage System | SigenStor-12S-23.12 (AS4777-2 2020) | 12 | 2026-04-16 | 2027-12-31
Sigenergy Technology Co Ltd | Sigen Energy Storage System | SigenStor-6S-EV12-41.54 (AS4777-2 2020) | 6 | 2026-04-16 | 2027-12-31
GoodWe Technologies Co Ltd | SDT G2 | GW4000-SDT-20 (AS4777-2 2020) | 4 | 2023-04-12 | 2026-10-31
REDX TECHNOLOGY AUSTRALIA PTY LTD | NA | RX-196k (AS4777-2 2020) | 100 | 2025-10-23 | 2027-12-31
GoodWe Technologies Co Ltd | GEP 12-60KW Three Phase Series | GEP29.9-10 (AS4777-2 2020) | 29.9 | 2022-06-17 | 2025-06-17
FOXESS Co Ltd | G | G10 (AS4777-2 2020) | 10 | 2022-09-27 | 2025-10-26
Ginlong Technologies Co Ltd | S6 | S6-GR1P9K03-NV-ND-AU (AS4777-2 2020) | 9 | 2025-03-14 | 2028-03-14
FOXESS CO LTD | G series | G8 (AS4777-2 2020) | 8 | 2025-10-27 | 2027-05-28
Shanghai SIGEN New Energy Technology Co Ltd | Sigen Energy Storage System | SigenStor-25T-EV12-24 (AS4777-2 2020) | 25 | 2025-08-19 | 2027-12-31
Solar Bos Pty Ltd | HS3 | HS3-5K-S2-W-P10-AUS (AS4777-2 2020) | 4.999 | 2026-06-19 | 2027-12-31
Wuxi Solinteg Power Co Ltd | Integ M Series | MHS-5K-30 (AS4777-2 2020) | 5 | 2023-12-11 | 2028-07-25
Shanghai SIGEN New Energy Technology Co Ltd | Sigen Energy Storage System | SigenStor-5S-13 (AS4777-2 2020) | 4.999 | 2024-06-05 | 2027-06-05
Hiconics Eco-energy Drive Technology Co Ltd | Powerinfi | MH-HYIV6.0-THE-AU (AS4777-2 2020) | 6 | 2026-03-16 | 2029-03-16
Afore New Energy Technology (Shanghai) Co Ltd | HNS SERIES | HNS7000TL (AS4777-2 2020) | 7 | 2022-03-24 | 2025-03-24
GoodWe Technologies Co Ltd | XS | GW700-XS (AS4777-2 2020) | 0.7 | 2023-01-06 | 2025-08-23
GoodWe Technologies Co Ltd | GEP 4-20KW Three Phase Series | GEP12-3-10 (AS4777-2 2020) | 12 | 2022-06-29 | 2026-09-30
Sigenergy Technology Co Ltd | Sigen Energy Storage System | SigenStor-12S-15.06 (AS4777-2 2020) | 12 | 2026-04-16 | 2027-12-31
Sigenergy Technology Co Ltd | Sigen PV Inverter | Sigen PV 110M1-AU (AS4777-2 2020) | 110 | 2026-01-29 | 2029-01-29
Guangzhou Sanjing Electric Co Ltd | R6 | R6-5K-S2-X (AS4777-2 2020) | 4.999 | 2023-07-05 | 2026-07-05
Shenzhen Growatt New Energy Co Ltd | SPH 3000-6000 TL-HU | SPH 3600TL-HU (AS4777-2 2020) | 3.68 | 2024-11-27 | 2027-11-27
Sigenergy Technology Co Ltd | Sigen Energy Storage System | SigenStor-5S-EV12-37.88 (AS4777-2 2020) | 4.999 | 2026-04-16 | 2027-12-31
Sigenergy Technology Co Ltd | Sigen Energy Storage System | SigenStor-6S-EV12-19.8 (AS4777-2 2020) | 6 | 2026-04-16 | 2027-12-31
Sigenergy Technology Co Ltd | Sigen Energy Storage System | SigenStor-20T-EV12-31.52 (AS4777-2 2020) | 20 | 2026-04-16 | 2027-12-31
Shanghai SIGEN New Energy Technology Co Ltd | Sigen Energy Storage System | SigenStor-25T-EV12-34 (AS4777-2 2020) | 25 | 2025-08-19 | 2027-12-31
Ningbo Sunways Technologies Co Ltd | STT-4~25KTL | STT-5KTL (AS4777-2 2020) | 5 | 2022-08-18 | 2027-07-20
Shenzhen SOFARSOLAR Co Ltd | HYD | HYD 10KTL-3PH-A (AS4777-2 2020) | 10 | 2022-06-24 | 2027-03-24
Sigenergy Technology Co Ltd | Sigen Energy Storage System | SigenStor-10T-EV12-42.18 (AS4777-2 2020) | 9.999 | 2026-04-16 | 2027-12-31
SMA Australia Pty Ltd | Sunny Tripower | STP3.0-3AV-40 (AS4777-2 2020) | 3 | 2024-06-29 | 2027-06-29
Sigenergy Technology Co Ltd | Sigen Energy Storage System | SigenStor-10S-36.56 (AS4777-2 2020) | 9.999 | 2026-04-16 | 2027-12-31
Sigenergy Technology Co Ltd | Sigen Energy Storage System | SigenStor-10T-26.14 (AS4777-2 2020) | 9.999 | 2026-04-16 | 2027-12-31
Sigenergy Technology Co Ltd | Sigen Energy Storage System | SigenStor-3S-24.84 (AS4777-2 2020) | 3 | 2026-04-16 | 2027-12-31
Evantra IP Pty Ltd | NA | EVANTRA-6.0HS-5.12KWH (AS4777-2 2020) | 6 | 2023-09-26 | 2026-09-26
Shenzhen Growatt New Energy Co Ltd | MAX | MAX 133KTL3-X LV (AS4777-2 2020) | 133 | 2021-12-15 | 2025-06-15
AISWEI Technology Co Ltd | ASW H-T2/T3-O | ASW08kH-T3-O (AS4777-2 2020) | 8 | 2024-07-22 | 2027-07-22
Shanwei BYD Auto Co Ltd | Power-Box SH | Power-Box SH6K-AU (AS4777-2 2020) | 6 | 2026-04-10 | 2029-04-10
Tesla Inc | 1707000-xx-y (Powerwall 3 with Backup Gateway 2) | 1707000-5 kVA (AS4777-2 2020) | 5 | 2024-10-17 | 2027-10-17
Sigenergy Technology Co Ltd | Sigen Energy Storage System | SigenStor-8S-50.32 (AS4777-2 2020) | 8 | 2026-04-16 | 2027-12-31
SolaX Power Network Technology (Zhe jiang) Co Ltd | X1 Hybrid G4 | X1-Hybrid-5.0-M (AS4777-2 2020) | 4.999 | 2022-08-17 | 2025-06-30
Shenzhen SOFARSOLAR Co Ltd | N/A | SOFAR 17KTLX-G3-PRO (AS4777-2 2020) | 17 | 2023-07-07 | 2026-07-07
Shanghai SIGEN New Energy Technology Co Ltd | Sigen Energy Storage System | SigenStor-10T-5 (AS4777-2 2020) | 9.999 | 2025-08-19 | 2027-12-31
Sigenergy Technology Co Ltd | Sigen Energy Storage System | SigenStor-8S-23.46 (AS4777-2 2020) | 8 | 2026-04-16 | 2027-12-31
Sigenergy Technology Co Ltd | Sigen Energy Storage System | SigenStor-12S-EV12-20.44 (AS4777-2 2020) | 12 | 2026-04-16 | 2027-12-31
Langfang IN-Power Electric Co Ltd | INP Series PCS Converters | INPPCS-100/0.4-W-24-C1-OS (AS4777-2 2020) | 100 | 2025-09-05 | 2028-09-05
Sigenergy Technology Co Ltd | Sigen Energy Storage System | SigenStor-5S-EV12-32.16 (AS4777-2 2020) | 4.999 | 2026-04-16 | 2027-12-31
AISWEI Technology (Shanghai) Co Ltd | ASW-LT-G2-A | ASW3K-LT-G2-A (AS4777-2 2020) | 3 | 2022-07-22 | 2028-11-14
Asian Power Devices Inc | HB L1 | PV 6KHB-120 (AS4777-2 2020) | 6 | 2024-09-05 | 2025-08-23
Shanghai SIGEN New Energy Technology Co Ltd | Sigen Energy Storage System | SigenStor-15T-EV25-40 (AS4777-2 2020) | 15 | 2025-08-19 | 2027-12-31
Jinko Solar Co Ltd | JKS series | JKS-3HLVS-GI (AS4777-2 2020) | 3 | 2023-07-10 | 2025-08-23
Sigenergy Technology Co Ltd | Sigen Energy Storage System | SigenStor-5S-EV12-36.9 (AS4777-2 2020) | 4.999 | 2026-04-16 | 2027-12-31
NingBo Deye Inverter Technology Co Ltd | AI Series | AI-W5.1-7.6P1-AU-B (AS4777-2 2020) | 7.6 | 2025-10-01 | 2027-06-06
Sigenergy Technology Co Ltd | Sigen Energy Storage System | SigenStor-25T-51.3 (AS4777-2 2020) | 25 | 2026-04-16 | 2027-12-31
Eguana Technologies Inc | EVOLVE | EVOLVE LFP AU - 14kWh (AS4777-2 2020) | 5 | 2023-01-13 | 2025-08-23
Shenzhen SOFARSOLAR Co Ltd | ESI | ESI 3.68K-S1 (AS4777-2 2020) | 3.68 | 2023-01-23 | 2027-09-20
Redx Technology Australia Pty Ltd | RX-5000Plus Series | RX-5013Plus (AS4777-2 2020) | 5 | 2025-02-03 | 2027-12-31
Sigenergy Technology Co Ltd | Sigen Energy Storage System | SigenStor-10S-EV25-11.4 (AS4777-2 2020) | 9.999 | 2026-04-16 | 2027-12-31
8 Star Energy Pty Ltd | Energizer Solar Force S Series | Force 8.0S (AS4777-2 2020) | 8 | 2022-09-29 | 2027-05-08
Shanghai SIGEN New Energy Technology Co Ltd | Sigen Energy Storage System | SigenStor-15T-EV25-13 (AS4777-2 2020) | 15 | 2025-08-19 | 2027-12-31
Sigenergy Technology Co Ltd | Sigen Energy Storage System | SigenStor-25T-28.84 (AS4777-2 2020) | 25 | 2026-04-16 | 2027-12-31
Delta Electronics Inc | HXE | H9E (AS4777-2 2020) | 8.28 | 2022-08-29 | 2025-08-23
NingBo Deye Inverter Technology Co Ltd | AI Series | AI-W5.1-5P1-AU-B (AS4777-2 2020) | 5 | 2025-10-01 | 2027-06-06
SMA Australia Pty Ltd | Sunny Boy | SB5.0-1AV-41 (AS4777-2 2020) | 5 | 2024-06-26 | 2027-06-26
Sigenergy Technology Co Ltd | Sigen Energy Storage System | SigenStor-5S-EV12-31.18 (AS4777-2 2020) | 4.999 | 2026-04-16 | 2027-12-31
Sigenergy Technology Co Ltd | Sigen Energy Storage System | SigenStor-10S-EV12-38.26 (AS4777-2 2020) | 9.999 | 2026-04-16 | 2027-12-31
Sigenergy Technology Co Ltd | Sigen Energy Storage System | SigenStor-12S-47.64 (AS4777-2 2020) | 12 | 2026-04-16 | 2027-12-31
Sigenergy Technology Co Ltd | Sigen Energy Storage System | SigenStor-6S-EV12-38.52 (AS4777-2 2020) | 6 | 2026-04-16 | 2027-12-31
Sigenergy Technology Co Ltd | Sigen Energy Storage System | SigenStor-25T-EV12-24.1 (AS4777-2 2020) | 25 | 2026-04-16 | 2027-12-31
Sigenergy Technology Co Ltd | Sigen Energy Storage System | SigenStor-8S-EV25-35.92 (AS4777-2 2020) | 8 | 2026-04-16 | 2027-12-31
Sigenergy Technology Co Ltd | Sigen Energy Storage System | SigenStor-5S-22.14 (AS4777-2 2020) | 4.999 | 2026-04-16 | 2027-12-31
Sigenergy Technology Co Ltd | Sigen Energy Storage System | SigenStor-10S-38.6 (AS4777-2 2020) | 9.999 | 2026-04-16 | 2027-12-31
Fronius Australia Pty Ltd | Tauro | Tauro Eco 100-3-P (AS4777-2 2020) | 100 | 2024-11-22 | 2026-12-22
SolarEdge Technologies Ltd | Single Phase Inverter | SE10000H-MM (AS4777-2 2020) | 10 | 2022-02-24 | 2027-01-17
Ginlong Technologies Co Ltd | S5 | S5-GC50K (AS4777-2 2020) | 50 | 2022-06-23 | 2027-02-18
Ginlong Technologies Co Ltd | 4G | Solis-3P5K-4G-AU-MX (AS4777-2 2020) | 4.999 | 2024-08-23 | 2025-08-23
Ginlong Technologies Co Ltd | S6 | S6-EH1P5K-L-AU (AS4777-2 2020) | 5 | 2023-09-18 | 2026-09-18
SONNEN AUSTRALIA PTY LIMITED | sonnenBatterie Hybrid | sonnenBatterie Hybrid 9.53/15 (AS4777-2 2020) | 4.6 | 2022-08-12 | 2025-08-12
Energywave Technology Inc | AmpAura Roca G2 Hybrid Energy | Roca2-5KL-E-10 (AS4777-2 2020) | 5 | 2025-12-15 | 2027-12-31
Sigenergy Technology Co Ltd | Sigen Energy Storage System | SigenStor-8S-EV25-43.24 (AS4777-2 2020) | 8 | 2026-04-16 | 2027-12-31
Shanghai SIGEN New Energy Technology Co Ltd | Sigen Energy Storage System | SigenStor-10T-EV25-24 (AS4777-2 2020) | 9.999 | 2025-08-19 | 2027-12-31
8 Star Energy Pty Ltd | Force HS+ | Force 9.9HS+ (AS4777-2 2020) | 9.9 | 2026-02-09 | 2029-02-09
SolaX Power Network Technology (Zhe jiang) Co Ltd | X3 MIC | X3-MIC-5K-G2 (AS4777-2 2020) | 5 | 2022-07-01 | 2025-08-14
NingBo Deye Inverter Technology Co Ltd | AI | Al-W5.1-7P1-AU-B (AS4777-2 2020) | 7 | 2026-07-20 | 2029-07-20
Sigenergy Technology Co Ltd | Sigen Energy Storage System | SigenStor-12S-27.52 (AS4777-2 2020) | 12 | 2026-04-16 | 2027-12-31
Fronius Australia Pty Ltd | Symo | Symo 6.0-3-M (AS4777-2 2020) | 6 | 2021-12-02 | 2026-11-17
Shanghai SIGEN New Energy Technology Co Ltd | Sigen Energy Storage System | SigenStor-20T-EV25-16 (AS4777-2 2020) | 20 | 2025-08-19 | 2027-12-31
iPotisEdge Co Ltd | IPT Series | IPT-8K-S (AS4777-2 2020) | 8 | 2025-08-15 | 2028-08-15
Guangdong Felicity New Energy Co Ltd | T-REX | T-REX-10KLP3G01 (AS4777-2 2020) | 10 | 2025-08-27 | 2028-08-27
Each Energy Technology (Suzhou) Co Ltd | EES-M1 | EES6KPro-M1 (AS4777-2 2020) | 6 | 2022-07-29 | 2025-07-29
SolarEdge Technologies Ltd | Single Phase Inverter | SE6000H-MM (AS4777-2 2020) | 6 | 2022-02-24 | 2027-01-17
Sigenergy Technology Co Ltd | Sigen Energy Storage System | SigenStor-10T-EV12-33.22 (AS4777-2 2020) | 9.999 | 2026-04-16 | 2027-12-31
Sigenergy Technology Co Ltd | Sigen Energy Storage System | SigenStor-6S-EV12-41.2 (AS4777-2 2020) | 6 | 2026-04-16 | 2027-12-31
Sigenergy Technology Co Ltd | Sigen Energy Storage System | SigenStor-30T-EV12-18.08 (AS4777-2 2020) | 29.999 | 2026-04-16 | 2027-12-31
Hiconics Eco-energy Drive Technology Co Ltd | MD | MD-HI6-SHO (AS4777-2 2020) | 6 | 2026-05-20 | 2029-04-30
SolaX Power Network Technology (Zhe jiang) Co Ltd | X1-Smart G2 | X1-SMT-6K-G2 (AS4777-2 2020) | 6 | 2024-04-02 | 2027-04-02
Sigenergy Technology Co Ltd | Sigen Energy Storage System | SigenStor-5S-36.9 (AS4777-2 2020) | 4.999 | 2026-04-16 | 2027-12-31
Sigenergy Technology Co Ltd | Sigen Energy Storage System | SigenStor-20T-17.1 (AS4777-2 2020) | 20 | 2026-04-16 | 2027-12-31
Sigenergy Technology Co Ltd | Sigen Energy Storage System | SigenStor-5T-EV12-39.16 (AS4777-2 2020) | 5 | 2026-04-16 | 2027-12-31
ENPHASE ENERGY AUSTRALIA PTY. LTD. | IQ7 | IQ7PLUS-72-E-ACM-INT (AS4777-2 2020) | 0.29 | 2021-12-17 | 2025-07-30
Sigenergy Technology Co Ltd | Sigen Energy Storage System | SigenStor-6S-46.58 (AS4777-2 2020) | 6 | 2026-04-16 | 2027-12-31
Shanghai SIGEN New Energy Technology Co Ltd | Sigen Energy Storage System | SigenStor-25T-32 (AS4777-2 2020) | 25 | 2024-10-03 | 2027-10-03
Shanghai SIGEN New Energy Technology Co Ltd | Sigen Energy Storage System | SigenStor-12S-40 (AS4777-2 2020) | 12 | 2025-03-04 | 2027-12-31
Sigenergy Technology Co Ltd | Sigen Energy Storage System | SigenStor-3S-35.18 (AS4777-2 2020) | 3 | 2026-04-16 | 2027-12-31
Sigenergy Technology Co Ltd | Sigen Energy Storage System | SigenStor-10T-EV12-31.52 (AS4777-2 2020) | 9.999 | 2026-04-16 | 2027-12-31
Sigenergy Technology Co Ltd | Sigen Energy Storage System | SigenStor-8S-EV25-31.52 (AS4777-2 2020) | 8 | 2026-04-16 | 2027-12-31
FOXESS Co Ltd | AIO-H1 | AIO-H1-6.0-HVS10.4 (AS4777-2 2020) | 6.6 | 2022-12-21 | 2025-08-23
Shenzhen SOFARSOLAR Co Ltd | SOFAR 25-50KTLX-G3 | SOFAR 30KTLX-G3-A (AS4777-2 2020) | 29.9 | 2025-09-02 | 2027-06-20
Sigenergy Technology Co Ltd | Sigen Energy Storage System | SigenStor-10S-EV25-38.52 (AS4777-2 2020) | 9.999 | 2026-04-16 | 2027-12-31
Sigenergy Technology Co Ltd | Sigen Energy Storage System | SigenStor-30T-EV12-26.14 (AS4777-2 2020) | 29.999 | 2026-04-16 | 2027-12-31
Sigenergy Technology Co Ltd | Sigen Energy Storage System | SigenStor-6S-29 (AS4777-2 2020) | 6 | 2025-09-11 | 2027-12-31
Sigenergy Technology Co Ltd | Sigen Energy Storage System | SigenStor-20T-EV25-34.2 (AS4777-2 2020) | 20 | 2026-04-16 | 2027-12-31
Sigenergy Technology Co Ltd | Sigen Energy Storage System | SigenStor-6S-14.08 (AS4777-2 2020) | 6 | 2026-04-16 | 2027-12-31
Beijing HyperStrong Technology Co LTD | HyperCubeC&I II | HSL2C2912-0232-AU (AS4777-2 2020) | 115 | 2026-04-13 | 2029-04-13
Ginlong Technologies Co Ltd | S6 | S6-GR1P5K-S (AS4777-2 2020) | 5 | 2023-09-01 | 2026-10-16
Sigenergy Technology Co Ltd | Sigen Energy Storage System | SigenStor-15T-EV25-26.14 (AS4777-2 2020) | 15 | 2026-04-16 | 2027-12-31
Solar Bos Pty Ltd | AS3 | AS3-5K-S-W-P7-AUS (AS4777-2 2020) | 4.999 | 2026-06-19 | 2027-12-31
Sigenergy Technology Co Ltd | Sigen Energy Storage System | SigenStor-8S-EV12-28.5 (AS4777-2 2020) | 8 | 2026-04-16 | 2027-12-31
Alpha ESS Co Ltd | SMILE-S5 | SMILE-S5 II (AS4777-2 2020) | 5 | 2026-03-05 | 2027-10-12
Sigenergy Technology Co Ltd | Sigen Energy Storage System | SigenStor-3S-EV12-40.56 (AS4777-2 2020) | 3 | 2026-04-16 | 2027-12-31
FOXESS CO LTD | G series | G9 (AS4777-2 2020) | 9 | 2025-10-27 | 2027-05-28
SolarEdge Technologies Ltd | Three Phase Inverter | SE10K (AS4777-2 2020) | 10 | 2021-12-17 | 2025-03-17
Shenzhen Growatt New Energy Co Ltd | MIN TL-X | MIN 4200TL-X (AS4777-2 2020) | 4.2 | 2023-12-11 | 2025-08-23
Huawei Technologies Co Ltd | SUN2000-5/6/8/10KTL-M1 | SUN2000-10KTL-M1 (AS4777-2 2020) | 10 | 2022-05-18 | 2025-12-31
Ningbo Sunways Technologies Co Ltd | STH-3K~8KTL | STH-7KTL-HS (AS4777-2 2020) | 7 | 2023-11-10 | 2026-11-10
Hengdian Group DMEGC Magnetics CO LTD | DM-INV-SPH | DM-INV-SPH5K (AS4777-2 2020) | 5 | 2026-01-23 | 2029-01-23
Sigenergy Technology Co Ltd | Sigen Energy Storage System | SigenStor-6S-EV12-42.26 (AS4777-2 2020) | 6 | 2026-04-16 | 2027-12-31
Sigenergy Technology Co Ltd | Sigen Energy Storage System | SigenStor-6S-EV12-32.5 (AS4777-2 2020) | 6 | 2026-04-16 | 2027-12-31
Shanghai SIGEN New Energy Technology Co Ltd | Sigen Energy Storage System | SigenStor-5T-29 (AS4777-2 2020) | 5 | 2025-08-19 | 2027-12-31
Shenzhen Sinexcel Isuna Energy Technology Co Ltd | Isuna | Isuna 12000T (AS4777-2 2020) | 12 | 2025-08-22 | 2028-08-22
Shenzhen Enjoy Technology Co Ltd | EPCS | EPCS125-AM2S-M (AS4777-2 2020) | 125 | 2026-05-26 | 2029-05-26
Sigenergy Technology Co Ltd | Sigen Energy Storage System | SigenStor-10T-42.26 (AS4777-2 2020) | 9.999 | 2026-04-16 | 2027-12-31
FOXESS CO LTD | AC1-G2 | AC1-5.0-E-G2 (AS4777-2 2020) | 5 | 2024-01-03 | 2027-01-03
Afore New Energy Technology (Shanghai) Co Ltd | Low Voltage Hybird Inverter | AF3K-SL (AS4777-2 2020) | 3 | 2023-06-13 | 2026-12-10
GoodWe Technologies Co Ltd | GEP 29.9-60kW | GEP50-10 (AS4777-2 2020) | 50 | 2022-06-30 | 2025-06-30
SUNSYNK AUSTRALIA PTY LTD | THREE-PHASE HYBRID INVERTER | SUNSYNK-40K-SG01HP3-AU-BM4-C2 (AS4777-2 2020) | 40 | 2025-08-20 | 2028-08-20
ESYsunhome Co Ltd | HM | ESYSUNHOME HM15 (AS4777-2 2020) | 15 | 2026-01-07 | 2029-01-07
Bytewatt Technology Co Ltd | Three Phase Hybrid Inverter | BW-INV-TPH6K (AS4777-2 2020) | 6 | 2025-03-04 | 2028-03-04
Fronius Australia Pty Ltd | Primo | Primo 5.0-1 (AS4777-2 2020) | 5 | 2021-12-01 | 2026-11-24
Wuxi Solinteg Power Co Ltd | M2HT-25-50K-150 | M2HT-30K-150 (AS4777-2 2020) | 30 | 2026-03-06 | 2029-03-06
Sigenergy Technology Co Ltd | Sigen Energy Storage System | SigenStor-30T-34.2 (AS4777-2 2020) | 29.999 | 2026-04-16 | 2027-12-31
Sigenergy Technology Co Ltd | Sigen Energy Storage System | SigenStor-25T-EV12-22.48 (AS4777-2 2020) | 25 | 2026-04-16 | 2027-12-31
Sigenergy Technology Co Ltd | Sigen Energy Storage System | SigenStor-12S-EV12-28.84 (AS4777-2 2020) | 12 | 2026-04-16 | 2027-12-31
Shanghai SIGEN New Energy Technology Co Ltd | Sigen Energy Storage System | SigenStor-30T-EV12-5 (AS4777-2 2020) | 29.999 | 2025-08-19 | 2027-12-31
Hiconics Eco-energy Drive Technology Co Ltd | Powerinfi | MEI2-HS3.8H-AIO1 (AS4777-2 2020) | 3.8 | 2026-03-26 | 2029-03-26
Redback Energy Pty Ltd | RED-H3 | RED-H3-S08HV (AS4777-2 2020) | 8 | 2026-02-26 | 2029-02-26
Sigenergy Technology Co Ltd | Sigen Energy Storage System | SigenStor-10S-EV12-41.28 (AS4777-2 2020) | 9.999 | 2026-04-16 | 2027-12-31
Delta Electronics Inc | BX6.3_AC100 | BX6.3_AC101 (AS4777-2 2020) | 3 | 2022-03-02 | 2025-03-02
Shanghai SIGEN New Energy Technology Co Ltd | SIGEN HYBRID INVERTER | Sigen Hybrid 3.0 SP (AS4777-2 2020) | 3 | 2024-09-24 | 2027-09-24
Sigenergy Technology Co Ltd | Sigen Energy Storage System | SigenStor-8S-EV12-21.08 (AS4777-2 2020) | 8 | 2026-04-16 | 2027-12-31
Fronius Australia Pty Ltd | Primo GEN24 | Primo GEN24 4.0 Plus SC (AS4777-2 2020) | 4 | 2026-07-30 | 2029-07-30
Shanghai SIGEN New Energy Technology Co Ltd | Sigen Energy Storage System | SigenStor-30T-EV12-37 (AS4777-2 2020) | 29.999 | 2025-08-19 | 2027-12-31
Shanghai SIGEN New Energy Technology Co Ltd | Sigen Energy Storage System | SigenStor-10T-40 (AS4777-2 2020) | 9.999 | 2024-10-03 | 2027-10-03
Ginlong Technologies Co Ltd | S6 | S6-EH3P5K-H-AU (AS4777-2 2020) | 5 | 2023-08-29 | 2026-10-13
Shanghai SIGEN New Energy Technology Co Ltd | Sigen Energy Storage System | SigenStor-25T-EV25-34 (AS4777-2 2020) | 25 | 2025-08-19 | 2027-12-31
Shanghai SIGEN New Energy Technology Co Ltd | Sigen Energy Storage System | SigenStor-20T-16 (AS4777-2 2020) | 20 | 2024-10-03 | 2027-10-03
Shenzhen SOFARSOLAR Co Ltd | SOFAR 25-50KTLX-G3 | SOFAR 30KTLX-G3 (AS4777-2 2020) | 30 | 2025-09-02 | 2027-06-20
FOXESS Co Ltd | H3-Smart | H3-12.0-Smart (AS4777-2 2020) | 12 | 2025-07-03 | 2028-07-03
SolaX Power Network Technology (Zhe jiang) Co Ltd | X3-PRO G2 | X3-PRO-10K-G2 (AS4777-2 2020) | 9.999 | 2025-07-16 | 2027-06-08
Shenzhen SOFARSOLAR Co Ltd | SOFAR 3.3K~12KTLX-G3 | SOFAR 11KTLX-G3-A (AS4777-2 2020) | 10 | 2024-11-01 | 2026-06-08
Each Energy Technology (Suzhou) Co Ltd | EES-M1 | EES3K-M1 (AS4777-2 2020) | 3 | 2022-07-28 | 2025-07-28
Sigenergy Technology Co Ltd | Sigen Energy Storage System | SigenStor-3S-35.58 (AS4777-2 2020) | 3 | 2026-04-16 | 2027-12-31
SolaX Power Network Technology (Zhe jiang) Co Ltd | X1 HYBRID | X1-Hybrid-5.0-N-I (AS4777-2 2020) | 4.999 | 2022-01-20 | 2025-03-03
CEEG (JIANGSU) TECH CO LTD | CHCI | CHCI-3.6K-5.12KWH (AS4777-2 2020) | 3.6 | 2023-07-17 | 2025-08-23
Sigenergy Technology Co Ltd | Sigen Energy Storage System | SigenStor-12S-16.78 (AS4777-2 2020) | 12 | 2026-04-16 | 2027-12-31
Sigenergy Technology Co Ltd | Sigen Energy Storage System | SigenStor-5S-38.52 (AS4777-2 2020) | 4.999 | 2026-04-16 | 2027-12-31
Sigenergy Technology Co Ltd | Sigen Energy Storage System | SigenStor-20T-EV12-22.48 (AS4777-2 2020) | 20 | 2026-04-16 | 2027-12-31
Shanghai SIGEN New Energy Technology Co Ltd | Sigen Energy Storage System | SigenStor-15T-EV12-26 (AS4777-2 2020) | 15 | 2025-08-19 | 2027-12-31
Sigenergy Technology Co Ltd | Sigen Energy Storage System | SigenStor-6S-5 (AS4777-2 2020) | 6 | 2025-09-11 | 2027-12-31
Asian Power Devices Inc | PV H3 | PV 6KTL-D3/G2 (AS4777-2 2020) | 6 | 2023-02-23 | 2025-08-23
Hoymiles Power Electronics Inc | HM | HM-800 (AS4777-2 2020) | 0.8 | 2023-01-18 | 2025-08-23
AISWEI Technology Co Ltd | ASW45-60K-LT-G3 | ASW50K-LT-G3 (AS4777-2 2020) | 50 | 2024-01-22 | 2027-01-22
Sigenergy Technology Co Ltd | Sigen Energy Storage System | SigenStor-25T-EV25-30.12 (AS4777-2 2020) | 25 | 2026-04-16 | 2027-12-31
Shenzhen SOFARSOLAR Co Ltd | 25K-50KTLX-G3 | SOFAR 25KTLX-G3 (AS4777-2 2020) | 25 | 2022-08-08 | 2025-09-01
Each Energy Technology (Suzhou) Co Ltd | EET-M1 | EET8K-M1 (AS4777-2 2020) | 8 | 2023-03-16 | 2026-03-16
NingBo Deye Inverter Technology Co Ltd | Hybrid Inverter | SUN-5K-SG01HP3-AU-AM2 (AS4777-2 2020) | 5 | 2023-11-22 | 2026-11-22
iStore (QLD) Pty Ltd | IS-HYB-1PH | IS-HYB-5000-1PH (AS4777-2 2020) | 5 | 2023-11-17 | 2027-05-17
Sigenergy Technology Co Ltd | Sigen Energy Storage System | SigenStor-12S-EV12-34.2 (AS4777-2 2020) | 12 | 2026-04-16 | 2027-12-31
Sigenergy Technology Co Ltd | Sigen Energy Storage System | SigenStor-10S-41.28 (AS4777-2 2020) | 9.999 | 2026-04-16 | 2027-12-31
Dyness Digital Energy Technology Co Ltd | Cygni | Cygni 10.0HS-M6 (AS4777-2 2020) | 9.999 | 2025-10-15 | 2027-12-31
Shanghai SIGEN New Energy Technology Co Ltd | Sigen Energy Storage System | SigenStor-5T-40 (AS4777-2 2020) | 5 | 2025-08-19 | 2027-12-31
Sungrow Power Supply Co Ltd | CX | SG50CX (AS4777-2 2020) | 50 | 2024-11-23 | 2025-08-23
Sigenergy Technology Co Ltd | Sigen Energy Storage System | SigenStor-5S-27.12 (AS4777-2 2020) | 4.999 | 2026-04-16 | 2027-12-31
FOXESS CO LTD | H3-Pro | H3-Pro-15.0 (AS4777-2 2020) | 15 | 2026-01-21 | 2029-01-21
NingBo Deye Inverter Technology Co Ltd | Grid-Connected PV Inverter | SUN-18K-G05 -AU (AS4777-2 2020) | 18 | 2022-05-04 | 2025-05-29
Pylon Technologies Co Ltd | FH3X | FH3X-8K-HY-3P-15 (AS4777-2 2020) | 8 | 2025-11-14 | 2027-12-31
Each Energy Technology (Suzhou) Co Ltd | PHS-M1A | PHS6K-M1A (AS4777-2 2020) | 6 | 2023-10-20 | 2026-10-20
Afore New Energy Technology (Shanghai) Co Ltd | HNS SERIES | HNS3000TL (AS4777-2 2020) | 3 | 2022-03-24 | 2025-03-24
Fronius Australia Pty Ltd | Verto | Verto 25.0 400 (AS4777-2 2020) | 25 | 2026-02-05 | 2029-02-05
Shanghai SIGEN New Energy Technology Co Ltd | Sigen Energy Storage System | SigenStor-5T-EV12-37 (AS4777-2 2020) | 5 | 2025-08-19 | 2027-12-31
Sigenergy Technology Co Ltd | Sigen Energy Storage System | SigenStor-5S-42.26 (AS4777-2 2020) | 4.999 | 2026-04-16 | 2027-12-31
Sigenergy Technology Co Ltd | Sigen Energy Storage System | SigenStor-5T-39.16 (AS4777-2 2020) | 5 | 2026-04-16 | 2027-12-31
Guangzhou Sanjing Electric Co Ltd | H2 | H2-5K-S2 (AS4777-2 2020) | 4.999 | 2022-09-07 | 2029-04-16
Shenzhen Growatt New Energy Co Ltd | MIN | MIN 5000TL-XA (AS4777-2 2020) | 5 | 2022-03-25 | 2025-01-08
Sigenergy Technology Co Ltd | Sigen Energy Storage System | SigenStor-8S-EV25-14.08 (AS4777-2 2020) | 8 | 2026-04-16 | 2027-12-31
Fronius Australia Pty Ltd | Symo GEN24 Plus | Symo GEN24 6.0 Plus (AS4777-2 2020) | 6 | 2021-12-03 | 2026-10-05
Ecoflow Inc. | EcoFlow PowerOcean | EF HD-P3-20K0-S1 (AS4777-2 2020) | 20 | 2026-08-14 | 2029-08-14
Shanghai SIGEN New Energy Technology Co Ltd | Sigen Energy Storage System | SigenStor-15T-EV25-21 (AS4777-2 2020) | 15 | 2025-08-19 | 2027-12-31
Enphase Energy Inc | IQ8 | IQ8AC-72-M-ACM-INT (AS4777-2 2020) | 0.36 | 2024-03-19 | 2027-03-19
Sigenergy Technology Co Ltd | Sigen Energy Storage System | SigenStor-25T-EV25-25.16 (AS4777-2 2020) | 25 | 2026-04-16 | 2027-12-31
Sigenergy Technology Co Ltd | Sigen Energy Storage System | SigenStor-3S-36.9 (AS4777-2 2020) | 3 | 2026-04-16 | 2027-12-31
Sigenergy Technology Co Ltd | Sigen Energy Storage System | SigenStor-3S-EV12-22.48 (AS4777-2 2020) | 3 | 2026-04-16 | 2027-12-31
Fronius Australia Pty Ltd | Fronius Symo Advanced | Symo Advanced 15.0-3-M (AS4777-2 2020) | 15 | 2023-06-06 | 2027-06-06
Shenzhen SOFARSOLAR Co Ltd | ME 5-20KTL-3PH | ME 15KTL-3PH (AS4777-2 2020) | 15 | 2022-07-14 | 2025-07-14
SolaX Power Network Technology (Zhe jiang) Co Ltd | X3-AELIO | X3-AELIO-60K (AS4777-2 2020) | 60 | 2025-11-25 | 2028-11-25
Huizhou RoyPow Technology Co Ltd | PowerHome | SUN5000S-E/I (AS4777-2 2020) | 5 | 2025-10-13 | 2028-10-13
Sigenergy Technology Co Ltd | Sigen Energy Storage System | SigenStor-10S-49.6 (AS4777-2 2020) | 9.999 | 2026-04-16 | 2027-12-31
Shenzhen SOFARSOLAR Co Ltd | TLX-G3 | SOFAR 24KTLX-G3-A (AS4777-2 2020) | 24 | 2022-06-24 | 2027-03-15
Shenzhen Growatt New Energy Co Ltd | SPH | SPH 5000TL BL-UP (AS4777-2 2020) | 5 | 2024-06-25 | 2025-08-23
Pylon Technologies Co Ltd | FH3X | FH3X-8K-HY-1P-20 (AS4777-2 2020) | 8 | 2025-09-12 | 2027-12-31
Sigenergy Technology Co Ltd | Sigen Energy Storage System | SigenStor-10S-EV25-27.12 (AS4777-2 2020) | 9.999 | 2026-04-16 | 2027-12-31
Ginlong Technologies Co Ltd | S6 | S6-EH3P29.9K-H-AU (AS4777-2 2020) | 29.9 | 2025-05-07 | 2028-05-07
Solar Bos Pty Ltd | HS2 | HS2-6K-S2-2 4G (AS4777-2 2020) | 6 | 2023-10-30 | 2027-04-30
Hoymiles Power Electronics Inc | Energy Storage System | HiOne-10T-16B-G3-AU (AS4777-2 2020) | 9.9 | 2026-08-13 | 2027-12-31
Studer Innotec SA | Xtender | XTH 5000-24 | 4.5 | 2023-12-07 | 2026-12-07
TEMPO (AUST) PTY LTD | HBI | AS-5KW-HBI (AS4777-2 2020) | 5 | 2023-01-23 | 2027-10-27
Fronius Australia Pty Ltd | Symo GEN24 SC | Symo GEN24 12.0 SC (AS4777-2 2020) | 12 | 2025-03-06 | 2028-03-06
Shenzhen Growatt New Energy Co Ltd | SPH 3000-6000 TL-HUB | SPH 4000TL-HUB (AS4777-2 2020) | 4 | 2024-11-27 | 2027-11-27
Sigenergy Technology Co Ltd | Sigen Energy Storage System | SigenStor-30T-33.22 (AS4777-2 2020) | 29.999 | 2026-04-16 | 2027-12-31
Sigenergy Technology Co Ltd | Sigen Energy Storage System | SigenStor-5T-22.48 (AS4777-2 2020) | 5 | 2026-04-16 | 2027-12-31
Sigenergy Technology Co Ltd | Sigen Energy Storage System | SigenStor-25T-49.34 (AS4777-2 2020) | 25 | 2026-04-16 | 2027-12-31
Wuxi Solinteg Power Co Ltd | Integ M Series | MHT-25K-100 (AS4777-2 2020) | 25 | 2025-02-10 | 2028-02-10
SONNEN AUSTRALIA PTY LIMITED | sonnenBatterie | sonnenBatterie Evo (AS4777-2 2020) | 5 | 2022-06-27 | 2027-07-16
Guangzhou Sanjing Electric Co Ltd | CHS2 | CHS2-29.9K-T4-307.2V/280Ah/77.3kWh (AS4777-2 2020) | 29.999 | 2025-04-08 | 2027-12-31
Sigenergy Technology Co Ltd | Sigen Energy Storage System | SigenStor-8S-EV12-38.26 (AS4777-2 2020) | 8 | 2026-04-16 | 2027-12-31
SONNEN AUSTRALIA PTY LIMITED | sonnenBatterie Hybrid | sonnenBatterie Hybrid 9.53/12.5 + sonnenProtect (AS4777-2 2020) | 4.6 | 2022-08-12 | 2025-08-12
Xiamen Kehua Digital Energy Tech Co Ltd | SPI-B2 | SPI5000-B2 (AS4777-2 2020) | 5 | 2023-12-13 | 2025-08-23
Pixii (Australia) Pty Ltd | PCM | PCM105-AM (AS4777-2 2020) | 105 | 2026-08-03 | 2029-08-03
Sigenergy Technology Co Ltd | Sigen Energy Storage System | SigenStor-15T-EV12-28.84 (AS4777-2 2020) | 15 | 2026-04-16 | 2027-12-31
Altenergy Power System Inc | DS3D Microinverter | DS3D-H (AS4777-2 2020) | 2 | 2025-11-24 | 2027-11-25
Schneider Electric Solar Inc | XW Pro | XW Pro 8548 (AS4777-2 2020) | 5 | 2023-06-08 | 2025-08-23
Sigenergy Technology Co Ltd | Sigen Energy Storage System | SigenStor-30T-35.18 (AS4777-2 2020) | 29.999 | 2026-04-16 | 2027-12-31
GoodWe Technologies Co Ltd | MS | GW8500-MS (AS4777-2 2020) | 8.5 | 2022-06-06 | 2025-06-06
Sigenergy Technology Co Ltd | Sigen Energy Storage System | SigenStor-15T-31.52 (AS4777-2 2020) | 15 | 2026-04-16 | 2027-12-31
Sigenergy Technology Co Ltd | Sigen Energy Storage System | SigenStor-15T-51.22 (AS4777-2 2020) | 15 | 2026-04-16 | 2027-12-31
Shanghai SIGEN New Energy Technology Co Ltd | Sigen Energy Storage System | SigenStor-10T-EV12-37 (AS4777-2 2020) | 9.999 | 2025-08-19 | 2027-12-31
Sigenergy Technology Co Ltd | Sigen Energy Storage System | SigenStor-8S-11.4 (AS4777-2 2020) | 8 | 2026-04-16 | 2027-12-31
Sigenergy Technology Co Ltd | Sigen Energy Storage System | SigenStor-12S-EV25-25.82 (AS4777-2 2020) | 12 | 2026-04-16 | 2027-12-31
Sigenergy Technology Co Ltd | Sigen Energy Storage System | SigenStor-5T-42.18 (AS4777-2 2020) | 5 | 2026-04-16 | 2027-12-31
Alpha ESS Co Ltd | SMILE-M8/9/10-S | SMILE-M8-S-INV (AS4777-2 2020) | 8 | 2026-07-07 | 2029-07-07
Sigenergy Technology Co Ltd | Sigen Energy Storage System | SigenStor-10T-EV25-35.18 (AS4777-2 2020) | 9.999 | 2026-04-16 | 2027-12-31
Shanghai Chelion Renewable Technology Co Ltd | iHome-INV | iHome-INV6K-L1H02 (AS4777-2 2020) | 6 | 2023-08-28 | 2025-08-23
Shanghai SIGEN New Energy Technology Co Ltd | Sigen Energy Storage System | SigenStor-15T-40 (AS4777-2 2020) | 15 | 2024-10-03 | 2027-10-03
Sigenergy Technology Co Ltd | Sigen Energy Storage System | SigenStor-6S-26.14 (AS4777-2 2020) | 6 | 2026-04-16 | 2027-12-31
TEMPO (AUST) PTY LTD | HBI | SP-5.5KW-HBI (AS4777-2 2020) | 5.5 | 2023-01-23 | 2027-10-27
AISWEI Technology Co Ltd | ASW H-T2/T3 | ASW05kH-T2 (AS4777-2 2020) | 5 | 2024-07-22 | 2027-07-22
Sigenergy Technology Co Ltd | Sigen Energy Storage System | SigenStor-6S-EV12-17.1 (AS4777-2 2020) | 6 | 2026-04-16 | 2027-12-31
Sigenergy Technology Co Ltd | Sigen Energy Storage System | SigenStor-10S-21.08 (AS4777-2 2020) | 9.999 | 2026-04-16 | 2027-12-31
Sigenergy Technology Co Ltd | Sigen Energy Storage System | SigenStor-20T-21.08 (AS4777-2 2020) | 20 | 2026-04-16 | 2027-12-31
Sigenergy Technology Co Ltd | Sigen Energy Storage System | SigenStor-12S-34.86 (AS4777-2 2020) | 12 | 2026-04-16 | 2027-12-31
Shanghai SIGEN New Energy Technology Co Ltd | Sigen Energy Storage System | SigenStor-10S-EV25-40 (AS4777-2 2020) | 9.999 | 2025-03-14 | 2027-12-31
Sigenergy Technology Co Ltd | Sigen Energy Storage System | SigenStor-10T-EV25-28.84 (AS4777-2 2020) | 9.999 | 2026-04-16 | 2027-12-31
SRNE Solar Co Ltd | HESP | HESP4840S100-H (AS4777-2 2020) | 4 | 2025-10-31 | 2028-10-31
AISWEI Technology (Shanghai) Co Ltd | ASW -S | ASW3680-S (AS4777-2 2020) | 3.68 | 2022-06-28 | 2025-06-28
Jiangsu Weiheng Intelligent Technology Co Ltd | PowerPod (AGAVE-SH Ultra) | SIA-6kW (AS4777-2 2020) | 6 | 2025-09-25 | 2028-09-25
Selectronic Australia | SP PRO | SPLC1200 (AS4777-2 2020) | 15 | 2022-08-31 | 2025-09-15
Sigenergy Technology Co Ltd | Sigen Energy Storage System | SigenStor-15T-9.04 (AS4777-2 2020) | 15 | 2026-04-16 | 2027-12-31
Hoymiles Power Electronics Inc | Energy Storage System | HiOne-20T-40B-G3-AU (AS4777-2 2020) | 20 | 2026-08-13 | 2027-12-31
Jiangsu Koyoe Energy Technology Co Ltd | H3 Series | KY-EST17KH (AS4777-2 2020) | 17 | 2022-09-15 | 2025-09-14
Ginlong Technologies Co Ltd | S6 | S6-EH3P6K-H-AU (AS4777-2 2020) | 6 | 2023-08-29 | 2026-10-13
Jiangsu Weiheng Intelligent Technology Co Ltd | AGAVE-SH | WH-SPHA3.6H-10.24kWh (AS4777-2 2020) | 3.6 | 2024-08-07 | 2027-01-11
Sigenergy Technology Co Ltd | Sigen Energy Storage System | SigenStor-8S-EV12-41.2 (AS4777-2 2020) | 8 | 2026-04-16 | 2027-12-31
Sigenergy Technology Co Ltd | Sigen Energy Storage System | SigenStor-6S-35.92 (AS4777-2 2020) | 6 | 2026-04-16 | 2027-12-31
GoodWe Technologies Co Ltd | DNS G3 | GW3000-DNS-30 (AS4777-2 2020) | 3 | 2022-09-01 | 2027-07-27
Sigenergy Technology Co Ltd | Sigen Energy Storage System | SigenStor-12S-44.22 (AS4777-2 2020) | 12 | 2026-04-16 | 2027-12-31
Shenzhen SOFARSOLAR Co Ltd | HYD ES series | HYD 5000-ES (AS4777-2 2020) | 5 | 2022-06-23 | 2025-06-23
Ginlong Technologies Co Ltd | S6 | S6-GR3P6K03-NV-ND-AU (AS4777-2 2020) | 6 | 2024-10-16 | 2027-10-16
Sigenergy Technology Co Ltd | Sigen Energy Storage System | SigenStor-8S-EV25-26.14 (AS4777-2 2020) | 8 | 2026-04-16 | 2027-12-31
Ginlong Technologies Co Ltd | S5 | S5-GC30K-AU (AS4777-2 2020) | 30 | 2022-05-13 | 2026-12-02
Sigenergy Technology Co Ltd | Sigen Energy Storage System | SigenStor-15T-54.24 (AS4777-2 2020) | 15 | 2026-04-16 | 2027-12-31
Sigenergy Technology Co Ltd | Sigen Energy Storage System | SigenStor-10S-42.92 (AS4777-2 2020) | 9.999 | 2026-04-16 | 2027-12-31
Shenzhen Kstar New Energy Company Limited | BlueSpark | E10KT-D22 (AS4777-2 2020) | 10 | 2026-06-01 | 2029-06-01
Sigenergy Technology Co Ltd | Sigen Energy Storage System | SigenStor-3S-52.28 (AS4777-2 2020) | 3 | 2026-04-16 | 2027-12-31
Selectronic Australia Pty Ltd | SP PRO | SPLC1200 (AS4777-2 2020) | 15 | 2025-09-16 | 2027-06-21
Sigenergy Technology Co Ltd | Sigen Energy Storage System | SigenStor-30T-EV25-44.22 (AS4777-2 2020) | 29.999 | 2026-04-16 | 2027-12-31
Sigenergy Technology Co Ltd | Sigen Energy Storage System | SigenStor-8S-EV25-30.2 (AS4777-2 2020) | 8 | 2026-04-16 | 2027-12-31
Sigenergy Technology Co Ltd | Sigen Energy Storage System | SigenStor-5S-44.96 (AS4777-2 2020) | 4.999 | 2026-04-16 | 2027-12-31
Sigenergy Technology Co Ltd | Sigen Energy Storage System | SigenStor-6S-EV12-28.5 (AS4777-2 2020) | 6 | 2026-04-16 | 2027-12-31
Sigenergy Technology Co Ltd | Sigen Energy Storage System | SigenStor-20T-EV25-36.16 (AS4777-2 2020) | 20 | 2026-04-16 | 2027-12-31
Sungrow Power Supply Co Ltd | Residential | SG3K-S-NI (AS4777-2 2020) | 3 | 2022-06-28 | 2025-06-28
Enphase Energy Inc | IQ Battery 5P with FlexPhase | IQBATTERY-5P-3P-INT-3.00-3P (AS4777-2 2020) | 3 | 2025-07-31 | 2027-12-31
Sungrow Power Supply Co Ltd | CX | SG110CX-P2 (AS4777-2 2020) | 110 | 2023-01-18 | 2029-05-14
Sigenergy Technology Co Ltd | Sigen Energy Storage System | SigenStor-5S-EV12-34.2 (AS4777-2 2020) | 4.999 | 2026-04-16 | 2027-12-31
Sigenergy Technology Co Ltd | Sigen Energy Storage System | SigenStor-12S-EV25-14.42 (AS4777-2 2020) | 12 | 2026-04-16 | 2027-12-31
Sigenergy Technology Co Ltd | Sigen Energy Storage System | SigenStor-5S-28.5 (AS4777-2 2020) | 4.999 | 2026-04-16 | 2027-12-31
Shanghai SIGEN New Energy Technology Co Ltd | Sigen Energy Storage System | SigenStor-25T-37 (AS4777-2 2020) | 25 | 2025-08-19 | 2027-12-31
Sigenergy Technology Co Ltd | Sigen Energy Storage System | SigenStor-12S-34.2 (AS4777-2 2020) | 12 | 2026-04-16 | 2027-12-31
Sigenergy Technology Co Ltd | Sigen Energy Storage System | SigenStor-12S-37.88 (AS4777-2 2020) | 12 | 2026-04-16 | 2027-12-31
Enphase Energy Australia Pty Ltd | IQ7 | IQ7A-72-M-INT (AS4777-2 2020) | 0.349 | 2025-07-31 | 2026-12-07
Shenzhen Growatt New Energy Co Ltd | MAX | MAX 80KTL3-X LV (AS4777-2 2020) | 80 | 2021-12-15 | 2025-06-15
Ningbo Sunways Technologies Co Ltd | STT-4K~25KTL | STT-10KTL (AS4777-2 2020) | 10 | 2022-12-23 | 2025-12-23
Grundfos Holding A S | RSI 0100 | RSI0100-3L-0009-4-X | 4.6 | 2024-05-20 | 2027-05-20
VACON Ltd | VACON 100X | VACON0100-3L-0012-4-X | 5.8 | 2025-11-28 | 2027-08-07
Guangzhou Sanjing Electric Co Ltd | H2 | H2-8K-S3 (AS4777-2 2020) | 8 | 2023-08-24 | 2026-11-22
SolarEdge Technologies Ltd | Single Phase Inverter | SE5000H (AS4777-2 2020) | 5 | 2022-07-20 | 2027-01-17
RedEarth Energy Storage Ltd | SRS | SRS-332 NS (AS4777-2 2020) | 10 | 2023-05-19 | 2025-08-23
SolaX Power Network Technology (Zhe jiang) Co Ltd | X1-BOOST G4 | X1-BOOST-3K-G4 (AS4777-2 2020) | 3 | 2023-05-15 | 2028-01-13
Sigenergy Technology Co Ltd | Sigen Energy Storage System | SigenStor-6S-14.42 (AS4777-2 2020) | 6 | 2026-04-16 | 2027-12-31
Afore New Energy Technology (Shanghai) Co Ltd | Low Voltage Hybird Inverter | AF3.6K-SL-1 (AS4777-2 2020) | 3.6 | 2023-06-13 | 2026-12-10
Sigenergy Technology Co Ltd | Sigen Energy Storage System | SigenStor-25T-EV12-12.04 (AS4777-2 2020) | 25 | 2026-04-16 | 2027-12-31
Sigenergy Technology Co Ltd | Sigen Energy Storage System | SigenStor-15T-39.16 (AS4777-2 2020) | 15 | 2026-04-16 | 2027-12-31
Ecoflow Inc. | EcoFlow PowerOcean | EF HD-P1-6K-S1-A (AS4777-2 2020) | 6 | 2026-06-25 | 2029-06-25
Shanghai SIGEN New Energy Technology Co Ltd | Sigen Energy Storage System | SigenStor-30T-EV25-24 (AS4777-2 2020) | 29.999 | 2025-08-19 | 2027-12-31
Sigenergy Technology Co Ltd | Sigen Energy Storage System | SigenStor-10S-54.24 (AS4777-2 2020) | 9.999 | 2026-04-16 | 2027-12-31
Sigenergy Technology Co Ltd | Sigen Energy Storage System | SigenStor-10S-EV12-25.16 (AS4777-2 2020) | 9.999 | 2026-04-16 | 2027-12-31
Hiconics Eco-energy Drive Technology Co Ltd | Powerinfi | MH-HYIV8.0-SHE-AU (AS4777-2 2020) | 8 | 2026-03-11 | 2029-03-11
Sigenergy Technology Co Ltd | Sigen Energy Storage System | SigenStor-30T-EV12-42.26 (AS4777-2 2020) | 29.999 | 2026-04-16 | 2027-12-31
Sigenergy Technology Co Ltd | Sigen Energy Storage System | SigenStor-25T-EV12-36.16 (AS4777-2 2020) | 25 | 2026-04-16 | 2027-12-31
Hoymiles Power Electronics Inc | Energy Storage System | HiOne-12T-24B-G3-AU (AS4777-2 2020) | 12 | 2026-08-13 | 2027-12-31
Sigenergy Technology Co Ltd | Sigen Energy Storage System | SigenStor-10T-EV25-9.04 (AS4777-2 2020) | 9.999 | 2026-04-16 | 2027-12-31
Sigenergy Technology Co Ltd | Sigen Energy Storage System | SigenStor-15T-42.18 (AS4777-2 2020) | 15 | 2026-04-16 | 2027-12-31
Shenzhen Atess Power Technology Co Ltd | N/A | HPS30 (AS4777-2 2020) | 30 | 2022-03-24 | 2025-03-24
Sigenergy Technology Co Ltd | Sigen Energy Storage System | SigenStor-10S-45.94 (AS4777-2 2020) | 9.999 | 2026-04-16 | 2027-12-31
Sigenergy Technology Co Ltd | Sigen Energy Storage System | SigenStor-10S-38.26 (AS4777-2 2020) | 9.999 | 2026-04-16 | 2027-12-31
Enphase Energy Inc | IQ Battery 5P with FlexPhase | IQBATTERY-5P-3P-INT-3.00-1P (AS4777-2 2020) | 3 | 2025-07-31 | 2027-12-31
Sigenergy Technology Co Ltd | Sigen Energy Storage System | SigenStor-15T-49.6 (AS4777-2 2020) | 15 | 2026-04-16 | 2027-12-31
GoodWe Technologies Co Ltd | XS | GW1000-XS (AS4777-2 2020) | 1 | 2023-01-06 | 2025-08-23
Pixii AS | Pixii OEM Inverter Kit | Pixiishelf 48/20000 (AS4777-2 2020) | 20 | 2024-10-22 | 2027-06-01
Shenzhen Growatt New Energy Co Ltd | MIN | MIN 9000TL-X (AS4777-2 2020) | 9 | 2021-07-30 | 2025-01-30
Sungrow Power Supply Co Ltd | Commercial | SC50HV (AS4777-2 2020) | 50 | 2022-01-27 | 2028-01-28
Shanghai SIGEN New Energy Technology Co Ltd | Sigen Hybrid Inverter | Sigen Hybrid 10.0 SP AU (AS4777-2 2020) | 9.999 | 2025-03-04 | 2028-03-04
Shenzhen SOFARSOLAR Co Ltd | TLX-G3 | SOFAR 20KTLX-G3-A (AS4777-2 2020) | 20 | 2022-06-24 | 2027-03-15
SolarEdge Technologies Ltd | Three Phase Inverter | SE17K (AS4777-2 2020) | 17 | 2021-12-17 | 2026-12-17
Hoymiles Power Electronics Inc | Energy Storage System | HiOne-10S-32B-G3-AU (AS4777-2 2020) | 9.9 | 2026-08-13 | 2027-12-31
SMA Australia Pty Ltd | SUNNY ISLAND X | SI30-20 (AS4777-2 2020) | 30 | 2025-10-24 | 2028-10-24
Sigenergy Technology Co Ltd | Sigen Energy Storage System | SigenStor-5S-EV12-39.58 (AS4777-2 2020) | 4.999 | 2026-04-16 | 2027-12-31
Shanwei BYD Auto Co Ltd | Power-Box SH | Power-Box SH3K-AU (AS4777-2 2020) | 3 | 2026-04-10 | 2029-04-10
Sigenergy Technology Co Ltd | Sigen Energy Storage System | SigenStor-25T-53.26 (AS4777-2 2020) | 25 | 2026-04-16 | 2027-12-31
Sigenergy Technology Co Ltd | Sigen Energy Storage System | SigenStor-3S-49.26 (AS4777-2 2020) | 3 | 2026-04-16 | 2027-12-31
Sigenergy Technology Co Ltd | Sigen Energy Storage System | SigenStor-20T-41.28 (AS4777-2 2020) | 20 | 2026-04-16 | 2027-12-31
SolaX Power Network Technology (Zhe jiang) Co Ltd | X3-ULT | X3-ULT-20K (AS4777-2 2020) | 20 | 2024-06-25 | 2027-06-25
Sigenergy Technology Co Ltd | Sigen Energy Storage System | SigenStor-20T-33.14 (AS4777-2 2020) | 20 | 2026-04-16 | 2027-12-31
GoodWe Technologies Co Ltd | PSB | GEP5.0-1-10 (AS4777-2 2020) | 5 | 2025-09-23 | 2026-08-17
Sigenergy Technology Co Ltd | Sigen Energy Storage System | SigenStor-8S-36.56 (AS4777-2 2020) | 8 | 2026-04-16 | 2027-12-31
Qingdao Nahui Energy Technology Co Ltd | HH3P | HH3P-5KA1/HU (AS4777-2 2020) | 5 | 2024-11-28 | 2027-11-28
Sigenergy Technology Co Ltd | Sigen Energy Storage System | SigenStor-5S-51.3 (AS4777-2 2020) | 4.999 | 2026-04-16 | 2027-12-31
Sungrow Power Supply Co Ltd | Commercial | SC50HV-20 (AS4777-2 2020) | 50 | 2022-01-27 | 2025-01-27
Hoymiles Power Electronics Inc | HMS | HMS-400-1T (AS4777-2 2020) | 0.4 | 2023-02-13 | 2026-02-13
Hoymiles Power Electronics Inc | HYT-HV | HYT-8.0HV-AUG1 (AS4777-2 2020) | 8 | 2023-09-27 | 2026-09-27
Shanghai SIGEN New Energy Technology Co Ltd | Sigen Energy Storage System | SigenStor-5S-5 (AS4777-2 2020) | 4.999 | 2024-06-05 | 2027-06-05
Shanghai SIGEN New Energy Technology Co Ltd | Sigen Energy Storage System | SigenStor-12S-EV25-16 (AS4777-2 2020) | 12 | 2025-03-14 | 2027-12-31
Sigenergy Technology Co Ltd | Sigen Energy Storage System | SigenStor-3S-17.1 (AS4777-2 2020) | 3 | 2026-04-16 | 2027-12-31
Shanghai SIGEN New Energy Technology Co Ltd | Sigen Energy Storage System | SigenStor-30T-EV25-29 (AS4777-2 2020) | 29.999 | 2025-08-19 | 2027-12-31
Sunsynk Ltd | THREE-PHASE HYBRID INVERTER | SUNSYNK-30K-SG01HP3-AU-BM3 (AS4777-2 2020) | 30 | 2025-10-31 | 2028-02-08
Enphase Energy Inc | IQ Battery 5P with FlexPhase | IQBATTERY-5P-3P-INT-3.68-3P (AS4777-2 2020) | 3.68 | 2025-07-31 | 2027-12-31
Sigenergy Technology Co Ltd | Sigen Energy Storage System | SigenStor-3S-40.96 (AS4777-2 2020) | 3 | 2026-04-16 | 2027-12-31
Sigenergy Technology Co Ltd | Sigen Energy Storage System | SigenStor-12S-EV12-35.18 (AS4777-2 2020) | 12 | 2026-04-16 | 2027-12-31
REDX TECHNOLOGY AUSTRALIA PTY LTD | NA | RX-215k (AS4777-2 2020) | 100 | 2025-10-23 | 2027-12-31
Fronius Australia Pty Ltd | Primo | Primo 8.2-1 (AS4777-2 2020) | 8.2 | 2021-12-01 | 2026-11-24
Sigenergy Technology Co Ltd | Sigen Energy Storage System | SigenStor-10S-9.04 (AS4777-2 2020) | 9.999 | 2026-04-16 | 2027-12-31
Shenzhen Magarevo Technology Co Ltd | MPS series | MPS0050 | 50 | 2022-10-24 | 2025-10-24
AISWEI Technology Co Ltd | ASW S-A | ASW5000-S-A (AS4777-2 2020) | 5 | 2024-07-22 | 2027-05-09
GoodWe Technologies Co Ltd | ESA | GW25K-ETA-G20 (AS4777-2 2020) | 25 | 2026-02-16 | 2029-02-16
Sigenergy Technology Co Ltd | Sigen Energy Storage System | SigenStor-12S-46.92 (AS4777-2 2020) | 12 | 2026-04-16 | 2027-12-31
Sigenergy Technology Co Ltd | Sigen Energy Storage System | SigenStor-3S-EV12-30.2 (AS4777-2 2020) | 3 | 2026-04-16 | 2027-12-31
Sigenergy Technology Co Ltd | Sigen Energy Storage System | SigenStor-10S-EV12-36.56 (AS4777-2 2020) | 9.999 | 2026-04-16 | 2027-12-31
Sigenergy Technology Co Ltd | Sigen Energy Storage System | SigenStor-10S-EV25-22.14 (AS4777-2 2020) | 9.999 | 2026-04-16 | 2027-12-31
Jiangsu Weiheng Intelligent Technology Co Ltd | Copia-TH | WH-THA802 (AS4777-2 2020) | 8 | 2024-07-11 | 2027-07-11
AISWEI Technology (Shanghai) Co Ltd | ASW-LT-G2-A | ASW17K-LT-G2-A (AS4777-2 2020) | 17 | 2022-07-22 | 2028-11-14
Ningbo Sunways Technologies Co Ltd | STT-4~25KTL | STT-20KTL (AS4777-2 2020) | 20 | 2022-08-18 | 2025-08-18
Sigenergy Technology Co Ltd | Sigen Energy Storage System | SigenStor-12S-EV12-32.16 (AS4777-2 2020) | 12 | 2026-04-16 | 2027-12-31
Sigenergy Technology Co Ltd | Sigen Energy Storage System | SigenStor-3S-EV12-27.86 (AS4777-2 2020) | 3 | 2026-04-16 | 2027-12-31
Sigenergy Technology Co Ltd | Sigen Energy Storage System | SigenStor-6S-27.12 (AS4777-2 2020) | 6 | 2026-04-16 | 2027-12-31
Guangzhou Sanjing Electric Co Ltd | R6 | R6-40K-T4-32-AUS (AS4777-2 2020) | 40 | 2024-09-02 | 2027-09-02
Sigenergy Technology Co Ltd | Sigen Energy Storage System | SigenStor-20T-EV12-12.04 (AS4777-2 2020) | 20 | 2026-04-16 | 2027-12-31
Sigenergy Technology Co Ltd | Sigen Energy Storage System | SigenStor-12S-45.2 (AS4777-2 2020) | 12 | 2026-04-16 | 2027-12-31
GoodWe Technologies Co Ltd | BH | GW5000-BH (AS4777-2 2020) | 5 | 2022-08-16 | 2025-08-16
Sigenergy Technology Co Ltd | Sigen Energy Storage System | SigenStor-5T-EV12-42.18 (AS4777-2 2020) | 5 | 2026-04-16 | 2027-12-31
Shanghai SIGEN New Energy Technology Co Ltd | Sigen Energy Storage System | SigenStor-30T-EV25-32 (AS4777-2 2020) | 29.999 | 2025-08-19 | 2027-12-31
Sigenergy Technology Co Ltd | Sigen Energy Storage System | SigenStor-8S-EV12-37.54 (AS4777-2 2020) | 8 | 2026-04-16 | 2027-12-31
Shanghai SIGEN New Energy Technology Co Ltd | Sigen Hybrid Inverter | Sigen Hybrid 6.0 TP AU (AS4777-2 2020) | 6 | 2025-04-07 | 2028-04-07
Jinko Solar Co Ltd | SUNTANK | JKS-4HLVS-ABI (AS4777-2 2020) | 4 | 2022-06-03 | 2025-06-03
Sigenergy Technology Co Ltd | Sigen Energy Storage System | SigenStor-10T-44.22 (AS4777-2 2020) | 9.999 | 2026-04-16 | 2027-12-31
Solar Bos Pty Ltd | HS3 | HS3-6K-S2-W-P2-AUS (AS4777-2 2020) | 6 | 2026-06-19 | 2027-12-31
Sigenergy Technology Co Ltd | Sigen Energy Storage System | SigenStor-12S-46.66 (AS4777-2 2020) | 12 | 2026-04-16 | 2027-12-31
SENEC GmbH | SENEC.Home V3 | SENEC.Home V3 hybrid 10 + SENEC.Backup Power pro (AS4777-2 2020) | 5 | 2023-05-16 | 2025-04-22
FOXESS Co Ltd | AIO-H1 | AIO-H1-5.0-HVS10.4 (AS4777-2 2020) | 5 | 2022-12-21 | 2025-08-23
Dongguan Hinen New Energy Technology Co Ltd | A Series | A10000S (AS4777-2 2020) | 9.999 | 2025-06-17 | 2028-06-17
Sigenergy Technology Co Ltd | Sigen Energy Storage System | SigenStor-30T-EV12-42.18 (AS4777-2 2020) | 29.999 | 2026-04-16 | 2027-12-31
Solar Bos Pty Ltd | AS3 | AS3-5K-T-W-P7-AUS (AS4777-2 2020) | 5 | 2026-06-19 | 2027-12-31
Guangzhou Sanjing Electric Co Ltd | H2 | H2-6K-T2 (AS4777-2 2020) | 6 | 2022-09-07 | 2029-04-14
AISWEI Technology (Shanghai) Co Ltd | ASW H-S2 | ASW4000H-S2 (AS4777-2 2020) | 4 | 2022-07-19 | 2029-01-22
Huawei Technologies Co Ltd | SUN2000-2/3/4/4.6/5/6KTL-L1 | SUN2000-2KTL-L1 (AS4777-2 2020) | 2 | 2022-05-16 | 2025-12-31
Hoymiles Power Electronics Inc | Energy Storage System | HiOne-10T-8B-G3-AU (AS4777-2 2020) | 9.9 | 2026-08-13 | 2027-12-31
Cornick Pty Ltd | Genius | Genius IA3 (AS4777-2 2020) | 3.68 | 2023-08-28 | 2025-08-23
Pixii (Australia) Pty Ltd | PCM | PCM125-AM-F (AS4777-2 2020) | 125 | 2026-08-03 | 2029-08-03
Hoymiles Power Electronics Inc | Energy Storage System | HiOne-20T-32B-G3-AU (AS4777-2 2020) | 20 | 2026-08-13 | 2027-12-31
ShenZhen HNergy Co Ltd | ES-series | HNESPS115-44M0Q (AS4777-2 2020) | 115 | 2026-04-23 | 2029-04-23
Hiconics Eco-energy Drive Technology Co Ltd | Powerinfi | MH-HYIV4.0-SHE-AU (AS4777-2 2020) | 4 | 2026-03-11 | 2029-03-11
Wuxi Solinteg Power Co Ltd | M2HT-25-50K-150 | M2HT-40K-150 (AS4777-2 2020) | 40 | 2026-03-06 | 2029-03-06
NOARK Electrics (Shanghai) Co Ltd | Ex9N-DH | Ex9N-DH-6KS-AU (AS4777-2 2020) | 6 | 2023-11-08 | 2026-11-08
Sigenergy Technology Co Ltd | Sigen Energy Storage System | SigenStor-8S-12.04 (AS4777-2 2020) | 8 | 2026-04-16 | 2027-12-31
Sigenergy Technology Co Ltd | Sigen Energy Storage System | SigenStor-5S-45.94 (AS4777-2 2020) | 4.999 | 2026-04-16 | 2027-12-31
Sigenergy Technology Co Ltd | Sigen Energy Storage System | SigenStor-12S-EV25-25.16 (AS4777-2 2020) | 12 | 2026-04-16 | 2027-12-31
Shanghai SIGEN New Energy Technology Co Ltd | Sigen Energy Storage System | SigenStor-5T-EV12-24 (AS4777-2 2020) | 5 | 2025-08-19 | 2027-12-31
Shenzhen Growatt New Energy Co Ltd | MIN | MIN 10000TL-X (AS4777-2 2020) | 10 | 2021-07-30 | 2025-01-30
Sigenergy Technology Co Ltd | Sigen Energy Storage System | SigenStor-6S-EV12-16.78 (AS4777-2 2020) | 6 | 2026-04-16 | 2027-12-31
Ningbo Sunways Technologies Co Ltd | STH4-12kW | STH-8KTL-HT-P (AS4777-2 2020) | 8 | 2026-07-23 | 2029-07-23
Sigenergy Technology Co Ltd | Sigen Energy Storage System | SigenStor-5T-EV12-43.24 (AS4777-2 2020) | 5 | 2026-04-16 | 2027-12-31
Sigenergy Technology Co Ltd | Sigen Energy Storage System | SigenStor-8S-EV25-41.2 (AS4777-2 2020) | 8 | 2026-04-16 | 2027-12-31
Redback Energy Pty Ltd | 3-Phase HV | RED-H3-T15HV (AS4777-2 2020) | 15 | 2026-02-03 | 2029-02-03
Ginlong Technologies Co Ltd | S6 | S6-GR3P10K03-NV-ND-AU (AS4777-2 2020) | 10 | 2024-10-16 | 2027-10-16
Sigenergy Technology Co Ltd | Sigen Energy Storage System | SigenStor-30T-EV12-6.02 (AS4777-2 2020) | 29.999 | 2026-04-16 | 2027-12-31
Anker Innovations Limited | Anker SOLIX X1 | X1-P6K-B05-S (AS4777-2 2020) | 3 | 2024-10-04 | 2027-10-04
Sigenergy Technology Co Ltd | Sigen Energy Storage System | SigenStor-10S-37.54 (AS4777-2 2020) | 9.999 | 2026-04-16 | 2027-12-31
Ginlong Technologies Co Ltd | S6 | S6-GR1P4.6K-S (AS4777-2 2020) | 4.6 | 2023-09-01 | 2026-10-16
Sigenergy Technology Co Ltd | Sigen Energy Storage System | SigenStor-5T-31.52 (AS4777-2 2020) | 5 | 2026-04-16 | 2027-12-31
Shenzhen GivEnergy Co Ltd | All In One | GIV-AIO-AC-13.5-4.6 (AS4777-2 2020) | 4.6 | 2024-02-21 | 2027-02-21
Sigenergy Technology Co Ltd | Sigen Energy Storage System | SigenStor-10S-43.9 (AS4777-2 2020) | 9.999 | 2026-04-16 | 2027-12-31
Sigenergy Technology Co Ltd | Sigen Energy Storage System | SigenStor-12S-30.54 (AS4777-2 2020) | 12 | 2026-04-16 | 2027-12-31
Sigenergy Technology Co Ltd | Sigen Energy Storage System | SigenStor-15T-42.26 (AS4777-2 2020) | 15 | 2026-04-16 | 2027-12-31
Sigenergy Technology Co Ltd | Sigen PV Inverter | Sigen PV 99.9M1-AU (AS4777-2 2020) | 99.9 | 2026-01-29 | 2029-01-29
Sigenergy Technology Co Ltd | Sigen Energy Storage System | SigenStor-12S-EV25-16.78 (AS4777-2 2020) | 12 | 2026-04-16 | 2027-12-31
NingBo Deye Inverter Technology Co Ltd | Hybrid Inverter | SUN-12K-SG02LP1-AU-AM3 (AS4777-2 2020) | 12 | 2025-03-12 | 2028-03-12
Ginlong Technologies Co Ltd | S6 | S6-GR3P9K03-NV-ND-AU (AS4777-2 2020) | 9 | 2024-10-16 | 2027-10-16
Solar Bos Pty Ltd | HS2 | HS2-3K-S2-1 4G (AS4777-2 2020) | 3 | 2023-10-30 | 2027-04-30
Sigenergy Technology Co Ltd | Sigen Energy Storage System | SigenStor-30T-44.22 (AS4777-2 2020) | 29.999 | 2026-04-16 | 2027-12-31
Shanghai SIGEN New Energy Technology Co Ltd | Sigen Energy Storage System | SigenStor-15T-EV12-21 (AS4777-2 2020) | 15 | 2025-08-19 | 2027-12-31
Ginlong Technologies Co Ltd | S5 | S5-EH1P3.6K-L (AS4777-2 2020) | 3.6 | 2022-06-23 | 2028-04-09
Shanghai SIGEN New Energy Technology Co Ltd | Sigen Energy Storage System | SigenStor-20T-EV25-29 (AS4777-2 2020) | 20 | 2025-08-19 | 2027-12-31
Solar Bos Pty Ltd | RAYBOX HS2 | HS2-10K-T2-4 4G (AS4777-2 2020) | 9.999 | 2025-03-04 | 2027-12-31
Wuxi Solinteg Power Co Ltd | OGS-3.6-6K | OGS-6K (AS4777-2 2020) | 6 | 2025-02-18 | 2028-02-18
NingBo Deye Inverter Technology Co Ltd | AI Series | AI-W5.1-3.6P1-AU-B (AS4777-2 2020) | 3.6 | 2025-10-01 | 2027-06-06
Solar Bos Pty Ltd | RAYBOX HS2 | HS2-5K-T2-4 4G (AS4777-2 2020) | 5 | 2025-03-04 | 2027-12-31
Shenzhen Magarevo Technology Co Ltd | MPS series | MPS0100 | 100 | 2022-10-24 | 2025-10-24
Shanghai SIGEN New Energy Technology Co Ltd | Sigen Energy Storage System | SigenStor-12S-EV12-24 (AS4777-2 2020) | 12 | 2025-03-14 | 2027-12-31
Sigenergy Technology Co Ltd | Sigen Energy Storage System | SigenStor-12S-43.24 (AS4777-2 2020) | 12 | 2026-04-16 | 2027-12-31
Sigenergy Technology Co Ltd | Sigen Energy Storage System | SigenStor-12S-42.18 (AS4777-2 2020) | 12 | 2026-04-16 | 2027-12-31
FOXESS CO LTD | H3 Plus | H3-80-Plus (AS4777-2 2020) | 80 | 2026-06-17 | 2029-06-17
Sigenergy Technology Co Ltd | Sigen Energy Storage System | SigenStor-25T-EV25-28.84 (AS4777-2 2020) | 25 | 2026-04-16 | 2027-12-31
Must Energy (Guangdong) Technology Co Ltd | PH11-(5-12)KL3-EU | PH11-12KL3-EU (AS4777-2 2020) | 12 | 2026-04-07 | 2029-04-07
Shenzhen Growatt New Energy Co Ltd | MOD-XA | MOD 4000TL3-XA (AS4777-2 2020) | 4 | 2023-08-16 | 2026-08-16
8 Star Energy Pty Ltd | Force HT+ Series | Force 10.0HT+ (AS4777-2 2020) | 10 | 2026-02-25 | 2029-02-25
I HOT PTY LTD | N/A | SWHC-4K | 3.75 | 2025-12-17 | 2028-12-17
Hoymiles Power Electronics Inc | HMS | HMS-450-1T (AS4777-2 2020) | 0.45 | 2023-02-13 | 2026-02-13
Sigenergy Technology Co Ltd | Sigen Energy Storage System | SigenStor-3S-EV12-33.14 (AS4777-2 2020) | 3 | 2026-04-16 | 2027-12-31
Sigenergy Technology Co Ltd | Sigen Energy Storage System | SigenStor-6S-EV12-23.12 (AS4777-2 2020) | 6 | 2026-04-16 | 2027-12-31
Sigenergy Technology Co Ltd | Sigen Energy Storage System | SigenStor-8S-EV25-27.12 (AS4777-2 2020) | 8 | 2026-04-16 | 2027-12-31
Redback Operations Pty Ltd | Smart Inverter | SI10000 (AS4777-2 2020) | 10 | 2022-06-08 | 2025-07-27
Altenergy Power System Inc | DS3 | DS3-S (AS4777-2 2020) | 0.625 | 2021-12-19 | 2026-11-30
Shanghai SIGEN New Energy Technology Co Ltd | Sigen Energy Storage System | SigenStor-5T-EV12-8 (AS4777-2 2020) | 5 | 2025-08-19 | 2027-12-31
Sigenergy Technology Co Ltd | Sigen Energy Storage System | SigenStor-30T-EV25-9.04 (AS4777-2 2020) | 29.999 | 2026-04-16 | 2027-12-31
Sigenergy Technology Co Ltd | Sigen Energy Storage System | SigenStor-8S-46.32 (AS4777-2 2020) | 8 | 2026-04-16 | 2027-12-31
Anker Innovations Limited | Anker SOLIX X1 | X1-P5K-S (AS4777-2 2020) | 5 | 2025-07-11 | 2028-07-11
Guangzhou Sanjing Electric Co Ltd | R5 | R6-4K-T2-AUS (AS4777-2 2020) | 4 | 2023-11-06 | 2026-11-06
Solar Bos Pty Ltd | AS3 | AS3-10K-T-W-P8-AUS (AS4777-2 2020) | 10 | 2026-06-19 | 2027-12-31
Sigenergy Technology Co Ltd | Sigen Energy Storage System | SigenStor-12S-EV12-23.46 (AS4777-2 2020) | 12 | 2026-04-16 | 2027-12-31
Sigenergy Technology Co Ltd | Sigen Energy Storage System | SigenStor-3S-EV12-36.56 (AS4777-2 2020) | 3 | 2026-04-16 | 2027-12-31
Alpha ESS Co Ltd | Storion-SMILE-B3 | Storion-SMILE-B3 III (AS4777-2 2020) | 3 | 2024-08-14 | 2027-01-27
Shenzhen Sinexcel Isuna Energy Technology Co Ltd | Isuna | Isuna 18000T (AS4777-2 2020) | 18 | 2025-08-22 | 2028-08-22
BEIJING HUA XIN LIU HE INVESTMENT (AUSTRALIA) PTY LTD | Z20 | Z20I4K2D-2 (AS4777-2 2020) | 4.2 | 2022-05-19 | 2025-05-19
Sigenergy Technology Co Ltd | Sigen Energy Storage System | SigenStor-10T-31.52 (AS4777-2 2020) | 9.999 | 2026-04-16 | 2027-12-31
Sigenergy Technology Co Ltd | Sigen Energy Storage System | SigenStor-8S-20.44 (AS4777-2 2020) | 8 | 2026-04-16 | 2027-12-31
Sigenergy Technology Co Ltd | Sigen Energy Storage System | SigenStor-20T-30.12 (AS4777-2 2020) | 20 | 2026-04-16 | 2027-12-31
Wuxi Solinteg Power Co Ltd | Integ M Series | MHT-50K-100-P (AS4777-2 2020) | 50 | 2025-02-10 | 2028-02-10
Shenzhen SOFARSOLAR Co Ltd | ME 5-20KTL-3PH | ME 20KTL-3PH (AS4777-2 2020) | 20 | 2022-07-14 | 2025-07-14
GoodWe Technologies Co Ltd | ESA | GW5K-BTA-G20 (AS4777-2 2020) | 5 | 2026-07-01 | 2029-07-01
Each Energy Technology (Suzhou) Co Ltd | EET-M1 | EET15KPro-M1 (AS4777-2 2020) | 15 | 2023-03-16 | 2026-03-16
Shanghai SIGEN New Energy Technology Co Ltd | Sigen Energy Storage System | SigenStor-6S-24 (AS4777-2 2020) | 6 | 2024-06-05 | 2027-06-05
Shanghai SIGEN New Energy Technology Co Ltd | Sigen Energy Storage System | SigenStor-10T-EV12-29 (AS4777-2 2020) | 9.999 | 2025-08-19 | 2027-12-31
GoodWe Technologies Co Ltd | XS PLUS+ | GW1500-XS-11 (AS4777-2 2020) | 1.5 | 2023-01-11 | 2025-08-23
Sigenergy Technology Co Ltd | Sigen Energy Storage System | SigenStor-10T-49.6 (AS4777-2 2020) | 9.999 | 2026-04-16 | 2027-12-31
Sigenergy Technology Co Ltd | Sigen Energy Storage System | SigenStor-12S-EV12-30.12 (AS4777-2 2020) | 12 | 2026-04-16 | 2027-12-31
Sigenergy Technology Co Ltd | Sigen Energy Storage System | SigenStor-15T-EV25-21.08 (AS4777-2 2020) | 15 | 2026-04-16 | 2027-12-31
Shanghai SIGEN New Energy Technology Co Ltd | Sigen Energy Storage System | SigenStor-10T-37 (AS4777-2 2020) | 9.999 | 2025-08-19 | 2027-12-31
Sungrow Power Supply Co Ltd | Residential | SH20T (AS4777-2 2020) | 20 | 2024-04-18 | 2027-04-18
Sigenergy Technology Co Ltd | Sigen Energy Storage System | SigenStor-5S-39.24 (AS4777-2 2020) | 4.999 | 2026-04-16 | 2027-12-31
BEIJING HUA XIN LIU HE INVESTMENT (AUSTRALIA) PTY LTD | Z20 | Z20I5KD-2 (AS4777-2 2020) | 5 | 2022-05-19 | 2025-05-19
Shanghai SIGEN New Energy Technology Co Ltd | Sigen Energy Storage System | SigenStor-25T-EV25-21 (AS4777-2 2020) | 25 | 2025-08-19 | 2027-12-31
VACON Ltd | VACON 100X | VACON0100-3L-0061-4-X | 29.3 | 2025-11-28 | 2027-08-07
Hoymiles Power Electronics Inc | Energy Storage System | HiOne-5S-32B-G3-AU (AS4777-2 2020) | 4.9 | 2026-08-13 | 2027-12-31
Sigenergy Technology Co Ltd | Sigen Energy Storage System | SigenStor-3S-43.98 (AS4777-2 2020) | 3 | 2026-04-16 | 2027-12-31
Shanghai Sieyuan Watten Technology Co Ltd | H1 | SiH-14.9kW-TH (AS4777-2 2020) | 14.999 | 2025-09-24 | 2028-09-24
Jiangsu Koyoe Energy Technology Co Ltd | H3 Series | KY-EST08KH (AS4777-2 2020) | 8 | 2022-09-15 | 2025-09-14
GoodWe Technologies Co Ltd | SBP G2 | GW3600-SBP-20 (AS4777-2 2020) | 3.68 | 2022-11-24 | 2027-08-19
Shenzhen Growatt New Energy Co Ltd | MIN | MIN 7000TL-X(E) (AS4777-2 2020) | 7 | 2021-07-30 | 2025-01-30
Sigenergy Technology Co Ltd | Sigen Energy Storage System | SigenStor-8S-35.18 (AS4777-2 2020) | 8 | 2026-04-16 | 2027-12-31
GoodWe Technologies Co Ltd | DNS G4 | GW4.2K-DNS-G40 (AS4777-2 2020) | 4.2 | 2026-04-27 | 2029-04-27
Sigenergy Technology Co Ltd | Sigen Energy Storage System | SigenStor-5S-EV12-19.46 (AS4777-2 2020) | 4.999 | 2026-04-16 | 2027-12-31
Hoymiles Power Electronics Inc | Energy Storage System | HiOne-10S-24B-G3-AU (AS4777-2 2020) | 9.9 | 2026-08-13 | 2027-12-31
Sigenergy Technology Co Ltd | Sigen Energy Storage System | SigenStor-12S-EV25-23.12 (AS4777-2 2020) | 12 | 2026-04-16 | 2027-12-31
Fronius Australia Pty Ltd | Verto Plus | Verto 33.3 Plus (AS4777-2 2020) | 33.3 | 2026-06-19 | 2029-06-19
Shenzhen SOFARSOLAR Co Ltd | 3.3K-12KTL-X | SOFAR 4.4KTL-X (AS4777-2 2020) | 4 | 2022-07-07 | 2025-07-07
Sigenergy Technology Co Ltd | Sigen Energy Storage System | SigenStor-6S-EV12-14.42 (AS4777-2 2020) | 6 | 2026-04-16 | 2027-12-31
Afore New Energy Technology (Shanghai) Co Ltd | Low Voltage Hybird Inverter | AF6K-SL (AS4777-2 2020) | 6 | 2023-06-13 | 2026-12-10
Sigenergy Technology Co Ltd | Sigen Energy Storage System | SigenStor-5S-25.16 (AS4777-2 2020) | 4.999 | 2026-04-16 | 2027-12-31
Sigenergy Technology Co Ltd | Sigen Energy Storage System | SigenStor-25T-40.56 (AS4777-2 2020) | 25 | 2026-04-16 | 2027-12-31
GCL Green Energy System Technology Co Ltd | Honor | RY-5K-AUP3 (AS4777-2 2020) | 5 | 2023-12-01 | 2025-08-23
Altenergy Power System Inc | DS3 | DS3 (AS4777-2 2020) | 0.88 | 2021-12-19 | 2026-11-30
Altenergy Power System Inc | ELS | ELS-3K (AS4777-2 2020) | 3.68 | 2023-05-22 | 2027-12-02
FOXESS Co Ltd | F-G2 | F5300-G2 (AS4777-2 2020) | 5.3 | 2023-04-12 | 2027-10-28
Sigenergy Technology Co Ltd | Sigen Energy Storage System | SigenStor-5T-EV25-17.1 (AS4777-2 2020) | 5 | 2026-04-16 | 2027-12-31
Sigenergy Technology Co Ltd | Sigen Energy Storage System | SigenStor-10S-6.02 (AS4777-2 2020) | 9.999 | 2026-04-16 | 2027-12-31
GoodWe Technologies Co Ltd | SDT G2 | GW8KAU-DT (AS4777-2 2020) | 8 | 2022-06-02 | 2026-09-30
Sigenergy Technology Co Ltd | Sigen Energy Storage System | SigenStor-10S-EV12-36.9 (AS4777-2 2020) | 9.999 | 2026-04-16 | 2027-12-31
Sigenergy Technology Co Ltd | Sigen Energy Storage System | SigenStor-3S-50.32 (AS4777-2 2020) | 3 | 2026-04-16 | 2027-12-31
Sigenergy Technology Co Ltd | Sigen Energy Storage System | SigenStor-30T-EV25-12.04 (AS4777-2 2020) | 29.999 | 2026-04-16 | 2027-12-31
Wuxi Solinteg Power Co Ltd | Integ M Series | MHT-12K-25 (AS4777-2 2020) | 12 | 2025-02-10 | 2029-07-19
Each Energy Technology (Suzhou) Co Ltd | EES-M1 | EES6K-M1 (AS4777-2 2020) | 6 | 2022-07-28 | 2025-07-28
ENPHASE ENERGY AUSTRALIA PTY. LTD. | IQ7 | IQ7X-96-E-INT (AS4777-2 2020) | 0.315 | 2021-12-17 | 2025-07-30
Sigenergy Technology Co Ltd | Sigen Energy Storage System | SigenStor-12S-44.62 (AS4777-2 2020) | 12 | 2026-04-16 | 2027-12-31
Fronius Australia Pty Ltd | Symo GEN24 Plus SC | Symo GEN24 12.0 Plus SC (AS4777-2 2020) | 12 | 2025-03-06 | 2028-03-06
Zhejiang Hyxi Technology Co Ltd | Single Phase String Inverter | HYX-S4K6-S (AS4777-2 2020) | 4.6 | 2024-08-23 | 2027-08-23
Alpha ESS Co Ltd | SMILE-G3 | SMILE-G3-S5-INV (AS4777-2 2020) | 5 | 2022-07-21 | 2027-07-12
Pylon Technologies Co Ltd | FH3X | FH3X-10K-HY-3P-15 (AS4777-2 2020) | 10 | 2025-11-14 | 2027-12-31
Guangzhou Sanjing Electric Co Ltd | R5 | R5-6K-S2-15 (AS4777-2 2020) | 6 | 2022-06-27 | 2027-06-23
SolaX Power Network Technology (Zhe jiang) Co Ltd | X3-MIC G2 | X3-MIC-4K-G2 (AS4777-2 2020) | 4 | 2025-08-15 | 2027-05-30
Sigenergy Technology Co Ltd | Sigen Energy Storage System | SigenStor-8S-EV25-39.24 (AS4777-2 2020) | 8 | 2026-04-16 | 2027-12-31
Ginlong Technologies Co Ltd | 5G | Solis-33K-5G-AU (AS4777-2 2020) | 33 | 2022-05-26 | 2025-08-23
Sigenergy Technology Co Ltd | Sigen Energy Storage System | SigenStor-5T-44.22 (AS4777-2 2020) | 5 | 2026-04-16 | 2027-12-31
Sigenergy Technology Co Ltd | Sigen Energy Storage System | SigenStor-8S-EV12-41.28 (AS4777-2 2020) | 8 | 2026-04-16 | 2027-12-31
Shenzhen Growatt New Energy Co Ltd | SPM | SPM 8000TL-HU (AS4777-2 2020) | 8 | 2025-11-19 | 2028-11-19
Guangzhou Sanjing Electric Co Ltd | R6 | R6-12K-T2-AUS (AS4777-2 2020) | 12 | 2023-11-06 | 2026-11-06
Sigenergy Technology Co Ltd | Sigen Energy Storage System | SigenStor-20T-28.84 (AS4777-2 2020) | 20 | 2026-04-16 | 2027-12-31
Sigenergy Technology Co Ltd | Sigen Energy Storage System | SigenStor-6S-29.48 (AS4777-2 2020) | 6 | 2026-04-16 | 2027-12-31
Shenzhen SOFARSOLAR Co Ltd | SOFAR 100K~125KTLX-G4 | SOFAR 125KTLX-G4-A (AS4777-2 2020) | 125 | 2025-12-08 | 2028-10-16
Sigenergy Technology Co Ltd | Sigen Energy Storage System | SigenStor-8S-47.56 (AS4777-2 2020) | 8 | 2026-04-16 | 2027-12-31
Hiconics Eco-energy Drive Technology Co Ltd | HEC2 | HEC2-S6.0Hr2 (AS4777-2 2020) | 6 | 2024-06-07 | 2027-06-07
Sigenergy Technology Co Ltd | Sigen Energy Storage System | SigenStor-10T-EV25-40.56 (AS4777-2 2020) | 9.999 | 2026-04-16 | 2027-12-31
SolaX Power Network Technology (Zhe jiang) Co Ltd | X1-IES | X1-IES-3K (AS4777-2 2020) | 3 | 2024-07-30 | 2027-07-30
Sigenergy Technology Co Ltd | Sigen Energy Storage System | SigenStor-30T-EV25-35.18 (AS4777-2 2020) | 29.999 | 2026-04-16 | 2027-12-31
Sigenergy Technology Co Ltd | Sigen Energy Storage System | SigenStor-30T-15.06 (AS4777-2 2020) | 29.999 | 2026-04-16 | 2027-12-31
Shenzhen OLiPower Energy & Automation Technology Co Ltd | PCS | PCS-30K (AS4777-2 2020) | 30 | 2024-07-04 | 2027-07-04
Sigenergy Technology Co Ltd | Sigen Energy Storage System | SigenStor-25T-17.1 (AS4777-2 2020) | 25 | 2026-04-16 | 2027-12-31
AISWEI Technology (Shanghai) Co Ltd | ASW -S | ASW4000-S (AS4777-2 2020) | 4 | 2022-06-28 | 2025-06-28
Sigenergy Technology Co Ltd | Sigen Energy Storage System | SigenStor-5S-EV12-20.44 (AS4777-2 2020) | 4.999 | 2026-04-16 | 2027-12-31
Pylon Technologies Co Ltd | FH3X | FH3X-12K-HY-3P-10 (AS4777-2 2020) | 12 | 2025-11-14 | 2027-12-31
Sigenergy Technology Co Ltd | Sigen Energy Storage System | SigenStor-30T-EV25-19.8 (AS4777-2 2020) | 29.999 | 2026-04-16 | 2027-12-31
Sigenergy Technology Co Ltd | Sigen Energy Storage System | SigenStor-5S-EV12-12.04 (AS4777-2 2020) | 4.999 | 2026-04-16 | 2027-12-31
Guangzhou Sanjing Electric Co Ltd | R5 | R5-1.5K-S1-15 (AS4777-2 2020) | 1.5 | 2022-06-28 | 2027-06-24
Sigenergy Technology Co Ltd | Sigen Energy Storage System | SigenStor-10S-EV12-24.84 (AS4777-2 2020) | 9.999 | 2026-04-16 | 2027-12-31
SolaX Power Network Technology (Zhe jiang) Co Ltd | X3-IES | X3-IES-6K (AS4777-2 2020) | 6 | 2024-10-10 | 2027-10-10
Sigenergy Technology Co Ltd | Sigen Energy Storage System | SigenStor-8S-19.46 (AS4777-2 2020) | 8 | 2026-04-16 | 2027-12-31
Sigenergy Technology Co Ltd | Sigen Energy Storage System | SigenStor-8S-EV25-23.12 (AS4777-2 2020) | 8 | 2026-04-16 | 2027-12-31
Sigenergy Technology Co Ltd | Sigen Energy Storage System | SigenStor-8S-EV12-25.16 (AS4777-2 2020) | 8 | 2026-04-16 | 2027-12-31
Sigenergy Technology Co Ltd | Sigen Energy Storage System | SigenStor-5S-EV12-35.18 (AS4777-2 2020) | 4.999 | 2026-04-16 | 2027-12-31
Suzhou Stealth Energy Technology Co Ltd | ST | ST-INV-S3.0 (AS4777-2 2020) | 3 | 2023-11-02 | 2026-11-02
Shanghai SIGEN New Energy Technology Co Ltd | Sigen Energy Storage System | SigenStor-8S-40 (AS4777-2 2020) | 8 | 2025-03-04 | 2027-12-31
Sigenergy Technology Co Ltd | Sigen Energy Storage System | SigenStor-10T-EV12-18.08 (AS4777-2 2020) | 9.999 | 2026-04-16 | 2027-12-31
Sigenergy Technology Co Ltd | Sigen Energy Storage System | SigenStor-5T-EV25-18.08 (AS4777-2 2020) | 5 | 2026-04-16 | 2027-12-31
Shenzhen SOFARSOLAR Co Ltd | 25K-50KTLX-G3 | SOFAR 33KTLX-G3 (AS4777-2 2020) | 33 | 2022-08-08 | 2025-09-01
8 Star Energy Pty Ltd | Energizer Solar Force Series | Force 3.6S (AS4777-2 2020) | 3.6 | 2023-04-05 | 2027-10-28
Shanghai SIGEN New Energy Technology Co Ltd | Sigen Energy Storage System | SigenStor-30T-8 (AS4777-2 2020) | 29.999 | 2025-08-19 | 2027-12-31
Sigenergy Technology Co Ltd | Sigen Energy Storage System | SigenStor-8S-EV12-36.9 (AS4777-2 2020) | 8 | 2026-04-16 | 2027-12-31
Guangzhou Sanjing Electric Co Ltd | H2 | H2-8K-T2 (AS4777-2 2020) | 8 | 2022-09-07 | 2029-04-14
AISWEI Technology Co Ltd | ASW H-T2/T3-O | ASW10kH-T3-O (AS4777-2 2020) | 9.999 | 2024-07-22 | 2027-07-22
GoodWe Technologies Co Ltd | BH | GW3600-BH (AS4777-2 2020) | 3.6 | 2022-08-16 | 2025-08-16
Sigenergy Technology Co Ltd | Sigen Energy Storage System | SigenStor-10S-EV25-29.48 (AS4777-2 2020) | 9.999 | 2026-04-16 | 2027-12-31
Dongguan Hinen New Energy Technology Co Ltd | A Series | A10000T-E (AS4777-2 2020) | 9.999 | 2025-08-21 | 2028-08-21
Alpha ESS Co Ltd | SMILE-M5 | SMILE-M3.6-S-INV (AS4777-2 2020) | 3.6 | 2025-06-05 | 2028-06-05
SolaX Power Network Technology (Zhe jiang) Co Ltd | X3 Pro | X3-PRO-17K-G2 (AS4777-2 2020) | 17 | 2022-06-28 | 2025-07-15
GCL Green Energy System Technology Co Ltd | Honor | RY-6KV-AUP1 (AS4777-2 2020) | 6 | 2023-12-01 | 2025-08-23
Sigenergy Technology Co Ltd | Sigen Energy Storage System | SigenStor-20T-EV12-39.16 (AS4777-2 2020) | 20 | 2026-04-16 | 2027-12-31
Sigenergy Technology Co Ltd | Sigen Energy Storage System | SigenStor-3S-EV12-35.18 (AS4777-2 2020) | 3 | 2026-04-16 | 2027-12-31
Sigenergy Technology Co Ltd | Sigen Energy Storage System | SigenStor-6S-EV12-25.16 (AS4777-2 2020) | 6 | 2026-04-16 | 2027-12-31
Each Energy Technology (Suzhou) Co Ltd | EET-M1 | EET20KPro-M1 (AS4777-2 2020) | 20 | 2023-03-16 | 2026-03-16
VACON Ltd | VACON 100 | VACON0100-3L-0140-5 | 70 | 2025-11-28 | 2027-07-12
Shanghai SIGEN New Energy Technology Co Ltd | Sigen Energy Storage System | SigenStor-10T-EV25-34 (AS4777-2 2020) | 9.999 | 2025-08-19 | 2027-12-31
SUNSYNK AUSTRALIA PTY LTD | THREE-PHASE HYBRID INVERTER | SUNSYNK-12K-SG01HP3-AU-AM2 (AS4777-2 2020) | 12 | 2025-10-31 | 2028-05-04
TEMPO (AUST) PTY LTD | HBI | AS-5.5KW-HBI (AS4777-2 2020) | 5.5 | 2023-01-23 | 2027-10-27
Sigenergy Technology Co Ltd | Sigen Energy Storage System | SigenStor-15T-EV25-41.28 (AS4777-2 2020) | 15 | 2026-04-16 | 2027-12-31
Sigenergy Technology Co Ltd | Sigen Energy Storage System | SigenStor-30T-EV25-18.08 (AS4777-2 2020) | 29.999 | 2026-04-16 | 2027-12-31
Sigenergy Technology Co Ltd | Sigen Energy Storage System | SigenStor-12S-EV12-40.56 (AS4777-2 2020) | 12 | 2026-04-16 | 2027-12-31
AISWEI Technology Co Ltd | ASW H-T2/T3-O | ASW12kH-T3-O (AS4777-2 2020) | 12 | 2024-07-22 | 2027-07-22
Sigenergy Technology Co Ltd | Sigen Energy Storage System | SigenStor-3S-27.86 (AS4777-2 2020) | 3 | 2026-04-16 | 2027-12-31
Shenzhen Growatt New Energy Co Ltd | MIN | MIN 4200TL-XH (AS4777-2 2020) | 4.2 | 2021-12-01 | 2025-01-08
CET Australia Pty Ltd | Sierra Hybrid System - 48Vdc | Hybrid Sierra System 48 VDC / 18 kVA (AS4777-2 2020) | 14.4 | 2025-11-07 | 2028-11-07
Shanghai Chelion Renewable Technology Co Ltd | iHome-INV | iHome-INV5K-L1H02 (AS4777-2 2020) | 5 | 2023-08-28 | 2025-08-23
Sigenergy Technology Co Ltd | Sigen Energy Storage System | SigenStor-12S-EV12-39.58 (AS4777-2 2020) | 12 | 2026-04-16 | 2027-12-31
Fronius Australia Pty Ltd | Primo GEN24 | Primo GEN24 3.0 (AS4777-2 2020) | 3 | 2021-11-27 | 2026-10-05
Alpha ESS Co Ltd | SMILE-B3-PLUS | SMILE-B3-PLUS II (AS4777-2 2020) | 3 | 2022-01-22 | 2026-08-19
Sigenergy Technology Co Ltd | Sigen Energy Storage System | SigenStor-10S-EV25-39.24 (AS4777-2 2020) | 9.999 | 2026-04-16 | 2027-12-31
Sigenergy Technology Co Ltd | Sigen Energy Storage System | SigenStor-10T-27.12 (AS4777-2 2020) | 9.999 | 2026-04-16 | 2027-12-31
Sigenergy Technology Co Ltd | Sigen Energy Storage System | SigenStor-20T-EV12-34.2 (AS4777-2 2020) | 20 | 2026-04-16 | 2027-12-31
Dongguan Hinen New Energy Technology Co Ltd | H3000-EU - H6000-EU | H3600-EU (AS4777-2 2020) | 3.68 | 2024-02-13 | 2027-02-13
SMA Australia Pty Ltd | Sunny Tripower | STP 110-60 (AS4777-2 2020) | 110 | 2022-07-22 | 2026-01-22
Shenzhen SOFARSOLAR Co Ltd | ESI-5-12K-T1 | ESI-9.99K-T1-A (AS4777-2 2020) | 9.99 | 2026-05-28 | 2029-05-28
Zhejiang Hyxi Technology Co Ltd | Single Phase String Inverter | HYX-S3K6-S (AS4777-2 2020) | 3.6 | 2024-08-23 | 2027-08-23
Guangzhou Sanjing Electric Co Ltd | R6 | R6-9K-S2-X (AS4777-2 2020) | 9 | 2023-07-05 | 2026-07-05
SolarEdge Technologies Ltd | Three Phase Inverter | SE50K (AS4777-2 2020) | 50 | 2021-12-17 | 2026-12-17
GoodWe Technologies Co Ltd | EH | GW5000N-EH (AS4777-2 2020) | 5 | 2025-09-17 | 2027-08-09
Sigenergy Technology Co Ltd | Sigen Energy Storage System | SigenStor-10T-17.1 (AS4777-2 2020) | 9.999 | 2026-04-16 | 2027-12-31
Sigenergy Technology Co Ltd | Sigen Energy Storage System | SigenStor-6S-39.24 (AS4777-2 2020) | 6 | 2026-04-16 | 2027-12-31
Ningbo Sunways Technologies Co Ltd | STH-3K~8KTL | STH-6KTL-HS (AS4777-2 2020) | 0.6 | 2023-11-10 | 2026-11-10
Sigenergy Technology Co Ltd | Sigen Energy Storage System | SigenStor-10S-25.16 (AS4777-2 2020) | 9.999 | 2026-04-16 | 2027-12-31
SolaX Power Network Technology (Zhe jiang) Co Ltd | X3-ULT | X3-ULT-25K (AS4777-2 2020) | 25 | 2024-06-25 | 2027-06-25
Sigenergy Technology Co Ltd | Sigen Energy Storage System | SigenStor-8S-EV25-16.78 (AS4777-2 2020) | 8 | 2026-04-16 | 2027-12-31
Sigenergy Technology Co Ltd | Sigen Energy Storage System | SigenStor-20T-25.16 (AS4777-2 2020) | 20 | 2026-04-16 | 2027-12-31
Ningbo Sunways Technologies Co Ltd | STS-xKTL | STS-5KTL (AS4777-2 2020) | 5 | 2022-06-23 | 2027-06-22
Tesla Inc | Powerwall 3 and Expansions with Backup Gateway 2 | 1707000-5 kVA-54 (AS4777-2 2020) | 5 | 2025-08-19 | 2027-12-31
Fimer SpA | UNO | UNO-DM-3.3-TL-PLUS-SB-Q (AS4777-2 2020) | 3.3 | 2022-06-17 | 2027-02-04
Sigenergy Technology Co Ltd | Sigen Energy Storage System | SigenStor-10S-11.4 (AS4777-2 2020) | 9.999 | 2026-04-16 | 2027-12-31
Sigenergy Technology Co Ltd | Sigen Energy Storage System | SigenStor-15T-6.02 (AS4777-2 2020) | 15 | 2026-04-16 | 2027-12-31
Pylon Technologies Co Ltd | FH3X | FH3X-10K-HY-3P-30 (AS4777-2 2020) | 10 | 2025-11-14 | 2027-12-31
Sigenergy Technology Co Ltd | Sigen Energy Storage System | SigenStor-12S-27.12 (AS4777-2 2020) | 12 | 2026-04-16 | 2027-12-31
Redback Energy Pty Ltd | 3-Phase HV | RED-H3-T20HV (AS4777-2 2020) | 20 | 2026-02-03 | 2029-02-03
Sigenergy Technology Co Ltd | Sigen Energy Storage System | SigenStor-8S-EV25-14.42 (AS4777-2 2020) | 8 | 2026-04-16 | 2027-12-31
Eguana Technologies Inc | EVOLVE | EVOLVE LFP AU - 42kWh (AS4777-2 2020) | 5 | 2023-01-13 | 2025-08-23
Sigenergy Technology Co Ltd | Sigen Energy Storage System | SigenStor-10T-EV25-30.12 (AS4777-2 2020) | 9.999 | 2026-04-16 | 2027-12-31
AISWEI Technology (Shanghai) Co Ltd | ASW -S-G2 | ASW4000-S-G2 (AS4777-2 2020) | 4 | 2022-10-25 | 2026-01-21
NOARK Electrics (Shanghai) Co Ltd | Ex9N-DH | Ex9N-DH-3.6KS-AU (AS4777-2 2020) | 3.6 | 2023-11-08 | 2026-11-08
Shanghai SIGEN New Energy Technology Co Ltd | Sigen Energy Storage System | SigenStor-8S-13 (AS4777-2 2020) | 8 | 2025-03-04 | 2027-12-31
Sigenergy Technology Co Ltd | Sigen Energy Storage System | SigenStor-8S-41.2 (AS4777-2 2020) | 8 | 2026-04-16 | 2027-12-31
Solar Bos Pty Ltd | HS2 | HS2-5K-S2-2 4G (AS4777-2 2020) | 4.999 | 2023-10-30 | 2027-04-30
Sigenergy Technology Co Ltd | Sigen Energy Storage System | SigenStor-25T-36.16 (AS4777-2 2020) | 25 | 2026-04-16 | 2027-12-31
Hoymiles Power Electronics Inc | HMS | HMS-2000C-4T (AS4777-2 2020) | 2 | 2023-02-13 | 2025-08-23
Sigenergy Technology Co Ltd | Sigen Energy Storage System | SigenStor-30T-EV12-27.12 (AS4777-2 2020) | 29.999 | 2026-04-16 | 2027-12-31
Wuxi Solinteg Power Co Ltd | Integ M Series | MHT-20K-40 (AS4777-2 2020) | 20 | 2025-02-10 | 2029-07-19
Jiangsu Weiheng Intelligent Technology Co Ltd | PowerPod (AGAVE-SH Ultra) | SIA-5kW (AS4777-2 2020) | 4.999 | 2025-09-25 | 2028-09-25
Shenzhen Growatt New Energy Co Ltd | SPA 3000-6000 TL-AUB | SPA 4000TL-AUB (AS4777-2 2020) | 4 | 2024-11-27 | 2027-11-27
Sigenergy Technology Co Ltd | Sigen Energy Storage System | SigenStor-3S-33.14 (AS4777-2 2020) | 3 | 2026-04-16 | 2027-12-31
SolaX Power Network Technology (Zhe jiang) Co Ltd | X3 Hybrid | X3-Hybrid-15.0-D (AS4777-2 2020) | 14.999 | 2025-06-27 | 2027-05-19
Sigenergy Technology Co Ltd | Sigen Energy Storage System | SigenStor-6S-42.18 (AS4777-2 2020) | 6 | 2026-04-16 | 2027-12-31
Huawei Technologies Co Ltd | SUN2000-2/3/4/4.6/5/6KTL-L1 | SUN2000-5KTL-L1 (AS4777-2 2020) | 5 | 2022-05-16 | 2025-12-31
Fronius Australia Pty Ltd | Symo | Symo 8.2-3-M (AS4777-2 2020) | 8.2 | 2021-12-02 | 2026-11-17
Sigenergy Technology Co Ltd | Sigen Energy Storage System | SigenStor-5S-EV12-22.48 (AS4777-2 2020) | 4.999 | 2026-04-16 | 2027-12-31
Shenzhen SOFARSOLAR Co Ltd | 25K-50KTLX-G3 | SOFAR 36KTLX-G3 (AS4777-2 2020) | 36 | 2022-08-08 | 2025-09-01
Ecoflow Inc. | EcoFlow PowerOcean | EF HD-P3-29K9-S1 (AS4777-2 2020) | 29.9 | 2026-08-14 | 2029-08-14
Shanghai SIGEN New Energy Technology Co Ltd | Sigen Energy Storage System | SigenStor-20T-5 (AS4777-2 2020) | 20 | 2025-08-19 | 2027-12-31
Sigenergy Technology Co Ltd | Sigen Energy Storage System | SigenStor-8S-31.18 (AS4777-2 2020) | 8 | 2026-04-16 | 2027-12-31
Sigenergy Technology Co Ltd | Sigen Energy Storage System | SigenStor-10T-EV25-19.8 (AS4777-2 2020) | 9.999 | 2026-04-16 | 2027-12-31
Sigenergy Technology Co Ltd | Sigen Energy Storage System | SigenStor-6S-30.54 (AS4777-2 2020) | 6 | 2026-04-16 | 2027-12-31
GoodWe Technologies Co Ltd | MS G4 | GW7.5K-MS-G40 (AS4777-2 2020) | 7.5 | 2026-06-26 | 2029-06-26
Sigenergy Technology Co Ltd | Sigen Energy Storage System | SigenStor-20T-EV12-18.08 (AS4777-2 2020) | 20 | 2026-04-16 | 2027-12-31
Shanghai SIGEN New Energy Technology Co Ltd | Sigen Energy Storage System | SigenStor-20T-10 (AS4777-2 2020) | 20 | 2024-10-03 | 2027-10-03
Sigenergy Technology Co Ltd | Sigen Energy Storage System | SigenStor-5T-15.06 (AS4777-2 2020) | 5 | 2026-04-16 | 2027-12-31
NingBo Deye Inverter Technology Co Ltd | Hybrid Inverter | SUN-3.6K-SG04LP1-AU (AS4777-2 2020) | 3.6 | 2022-08-15 | 2027-04-26
Sigenergy Technology Co Ltd | Sigen Energy Storage System | SigenStor-20T-EV12-42.18 (AS4777-2 2020) | 20 | 2026-04-16 | 2027-12-31
Sigenergy Technology Co Ltd | Sigen Energy Storage System | SigenStor-8S-EV12-28.84 (AS4777-2 2020) | 8 | 2026-04-16 | 2027-12-31
Fronius Australia Pty Ltd | Primo GEN24 | Primo GEN24 5.0 Plus SC (AS4777-2 2020) | 5 | 2026-07-30 | 2029-07-30
Shenzhen SOFARSOLAR Co Ltd | ESI | ESI 5K-S1-A (AS4777-2 2020) | 5 | 2023-01-23 | 2027-09-20
RedEarth Energy Storage Ltd | SRS | SRS-321 NS (AS4777-2 2020) | 10 | 2023-05-19 | 2025-08-23
Guang Dong Redx Electrical Technology Limited | RX2500 | RX-2505PW (AS4777-2 2020) | 2.5 | 2023-01-23 | 2026-01-22
NingBo Deye Inverter Technology Co Ltd | Grid-connected PV inverter | SUN-5K-G04-AU (AS4777-2 2020) | 5 | 2022-09-06 | 2027-05-06
Sigenergy Technology Co Ltd | Sigen Energy Storage System | SigenStor-10S-EV12-30.12 (AS4777-2 2020) | 9.999 | 2026-04-16 | 2027-12-31
Shenzhen Growatt New Energy Co Ltd | MIN TL-XH2 | MIN 5000TL-XH2 (AS4777-2 2020) | 5 | 2024-07-10 | 2027-07-10
Sigenergy Technology Co Ltd | Sigen Energy Storage System | SigenStor-5S-14.42 (AS4777-2 2020) | 4.999 | 2026-04-16 | 2027-12-31
Sigenergy Technology Co Ltd | Sigen Energy Storage System | SigenStor-20T-40.56 (AS4777-2 2020) | 20 | 2026-04-16 | 2027-12-31
Sigenergy Technology Co Ltd | Sigen Energy Storage System | SigenStor-25T-49.6 (AS4777-2 2020) | 25 | 2026-04-16 | 2027-12-31
Sigenergy Technology Co Ltd | Sigen Energy Storage System | SigenStor-5S-23.12 (AS4777-2 2020) | 4.999 | 2026-04-16 | 2027-12-31
Alpha ESS Co Ltd | SMILE-S5 | SMILE-S5 VI (AS4777-2 2020) | 5 | 2026-03-05 | 2027-10-12
iStore (QLD) Pty Ltd | IS-HYB-3PH | IS-HYB-25000-3PH (AS4777-2 2020) | 25 | 2024-10-14 | 2027-10-14
Alpha ESS Co Ltd | SMILE-S5 | SMILE-S5 V (AS4777-2 2020) | 5 | 2026-03-05 | 2027-10-12
Shenzhen Growatt New Energy Co Ltd | SPA 3000-6000 TL-AU | SPA 4600TL-AU (AS4777-2 2020) | 4.6 | 2024-11-27 | 2027-11-27
Sigenergy Technology Co Ltd | Sigen Energy Storage System | SigenStor-6S-31.52 (AS4777-2 2020) | 6 | 2026-04-16 | 2027-12-31
Sigenergy Technology Co Ltd | Sigen Energy Storage System | SigenStor-5T-EV25-22.48 (AS4777-2 2020) | 5 | 2026-04-16 | 2027-12-31
Shanghai SIGEN New Energy Technology Co Ltd | Sigen Energy Storage System | SigenStor-15T-EV25-18 (AS4777-2 2020) | 15 | 2025-08-19 | 2027-12-31
Solar Bos Pty Ltd | RAYBOX HS2 | HS2-8K-T2-3 4G (AS4777-2 2020) | 8 | 2025-03-04 | 2027-12-31
SUNSYNK AUSTRALIA PTY LTD | THREE-PHASE HYBRID INVERTER | SUNSYNK-20K-SG01HP3-AU-AM2 (AS4777-2 2020) | 20 | 2025-10-31 | 2028-05-04
GoodWe Technologies Co Ltd | XS PLUS+ | GW700-XS-11 (AS4777-2 2020) | 0.7 | 2023-01-11 | 2025-08-23
Guangzhou Sanjing Electric Co Ltd | R6 | R6-10K-T2-32-AUS (AS4777-2 2020) | 9.999 | 2023-11-09 | 2026-11-09
Sigenergy Technology Co Ltd | Sigen Energy Storage System | SigenStor-8S-22.48 (AS4777-2 2020) | 8 | 2026-04-16 | 2027-12-31
Dongguan Hinen New Energy Technology Co Ltd | A Series | A4600S-E (AS4777-2 2020) | 4.6 | 2025-06-24 | 2028-06-24
Sigenergy Technology Co Ltd | Sigen Energy Storage System | SigenStor-3S-EV12-36.9 (AS4777-2 2020) | 3 | 2026-04-16 | 2027-12-31
Latronic Sunpower Pty Ltd | LS Series II | LS-2324 | 2.3 | 2024-02-18 | 2026-01-25
Dongguan Hinen New Energy Technology Co Ltd | A Series | A15000T-E (AS4777-2 2020) | 15 | 2025-08-21 | 2028-08-21
Sigenergy Technology Co Ltd | Sigen Energy Storage System | SigenStor-5S-16.78 (AS4777-2 2020) | 4.999 | 2026-04-16 | 2027-12-31
Solar Bos Pty Ltd | AS3 | AS3-10K-T-W-P10-AUS (AS4777-2 2020) | 10 | 2026-06-19 | 2027-12-31
Ginlong Technologies Co Ltd | 5G | RHI-3.6K-48ES-5G (AS4777-2 2020) | 3.6 | 2022-05-13 | 2025-06-17
Huizhou RoyPow Technology Co Ltd | PowerHome | SUN4000S-E/I (AS4777-2 2020) | 4 | 2025-10-13 | 2028-10-13
Sigenergy Technology Co Ltd | Sigen Energy Storage System | SigenStor-10S-28.84 (AS4777-2 2020) | 9.999 | 2026-04-16 | 2027-12-31
Wuxi Solinteg Power Co Ltd | Integ M Series | MHT-10K-40 (AS4777-2 2020) | 10 | 2025-02-10 | 2029-07-19
Shanghai SIGEN New Energy Technology Co Ltd | Sigen Energy Storage System | SigenStor-5T-EV12-10 (AS4777-2 2020) | 5 | 2025-08-19 | 2027-12-31
Sigenergy Technology Co Ltd | Sigen Energy Storage System | SigenStor-12S-14.08 (AS4777-2 2020) | 12 | 2026-04-16 | 2027-12-31
Soltaro Pty Ltd ATF Soltaro Unit Trust | AIO2-INS | AIO2-INS-5000 (AS4777-2 2020) | 5 | 2022-06-17 | 2025-08-08
GoodWe Technologies Co Ltd | SDT G2 | GW6000-SDT-20 (AS4777-2 2020) | 6 | 2023-04-12 | 2026-10-31
Fronius Australia Pty Ltd | Primo | Primo 3.5-1 (AS4777-2 2020) | 3.5 | 2021-12-01 | 2026-11-24
Sigenergy Technology Co Ltd | Sigen Energy Storage System | SigenStor-3S-46.32 (AS4777-2 2020) | 3 | 2026-04-16 | 2027-12-31
Zhejiang Hyxi Technology Co Ltd | Three Phase Hybrid Inverter | HYX-H5K-HT (AS4777-2 2020) | 5 | 2025-11-25 | 2028-11-25
Sigenergy Technology Co Ltd | Sigen Energy Storage System | SigenStor-10S-EV12-28.5 (AS4777-2 2020) | 9.999 | 2026-04-16 | 2027-12-31
Shenzhen GivEnergy Co Ltd | GivEnergy 3PH | GIV-3HY-6.0-HV (AS4777-2 2020) | 6 | 2025-05-14 | 2028-05-14
FOXESS CO LTD | H1-G2 | H1-3.0-E-G2 (AS4777-2 2020) | 3 | 2024-01-03 | 2027-01-03
SolaX Power Network Technology (Zhe jiang) Co Ltd | X1 MINI | X1-3.3K-S-N(L) (AS4777-2 2020) | 3.3 | 2022-03-29 | 2025-07-03
Each Energy Technology (Suzhou) Co Ltd | EET-M1 | EET30K-M1 (AS4777-2 2020) | 30 | 2023-03-16 | 2026-03-16
Shanghai SIGEN New Energy Technology Co Ltd | Sigen Energy Storage System | SigenStor-8S-EV12-10 (AS4777-2 2020) | 8 | 2025-03-14 | 2027-12-31
Sigenergy Technology Co Ltd | Sigen Energy Storage System | SigenStor-5S-49.6 (AS4777-2 2020) | 4.999 | 2026-04-16 | 2027-12-31
Asian Power Devices Inc | AC L1 | PV 5KAC (AS4777-2 2020) | 5 | 2023-04-24 | 2025-08-23
SolaX Power Network Technology (Zhe jiang) Co Ltd | X1 Hybrid G4 | X1-Hybrid-6.0-M (AS4777-2 2020) | 6 | 2022-08-17 | 2025-06-30
AISWEI Technology (Shanghai) Co Ltd | ASW-LT-G2-A | ASW10K-LT-G2-A (AS4777-2 2020) | 10 | 2022-07-22 | 2028-11-14
RedEarth Energy Storage Ltd | SRS | SRS-325 NS (AS4777-2 2020) | 10 | 2023-05-19 | 2025-08-23
Xian Golden Stone Electric Technology Co Ltd | GSSTES Modular PCS | MA1000K060 (AS4777-2 2020) | 60 | 2026-03-27 | 2028-11-17
Shenzhen Magarevo Technology Co Ltd | MPS series | MPS0030 | 30 | 2022-10-24 | 2025-10-24
Sigenergy Technology Co Ltd | Sigen Energy Storage System | SigenStor-10S-EV12-17.1 (AS4777-2 2020) | 9.999 | 2026-04-16 | 2027-12-31
Shanghai SIGEN New Energy Technology Co Ltd | Sigen Energy Storage System | SigenStor-10T-32 (AS4777-2 2020) | 9.999 | 2024-10-03 | 2027-10-03
Sigenergy Technology Co Ltd | Sigen Energy Controller | SigenStor EC 3.0 SP (AS4777-2 2020) | 3 | 2025-08-18 | 2028-08-18
Fronius Australia Pty Ltd | Symo | Symo 17.5-3-M (AS4777-2 2020) | 17.5 | 2021-12-10 | 2026-12-09
Ningbo Sunways Technologies Co Ltd | STS-xKTL | STS-8KTL (AS4777-2 2020) | 8 | 2022-06-23 | 2027-06-22
Sigenergy Technology Co Ltd | Sigen Energy Storage System | SigenStor-3S-20.44 (AS4777-2 2020) | 3 | 2026-04-16 | 2027-12-31
ShenZhen Lux Power Technology Co Ltd | LXP-3-5KHybrid-NS | LXP-4.6KHybrid-NS (AS4777-2 2020) | 4.6 | 2022-09-01 | 2025-08-23
Shanghai Sieyuan Watten Technology Co Ltd | H1 Series | SiH-8kW-TH (AS4777-2 2020) | 8 | 2024-11-21 | 2027-11-21
Asian Power Devices Inc | PV H3 | PV 17KTL-D3/G2 (AS4777-2 2020) | 17 | 2023-02-23 | 2025-08-23
Hoymiles Power Electronics Inc | HMS | HMS-600-2T (AS4777-2 2020) | 0.6 | 2023-02-13 | 2026-02-13
FOXESS Co Ltd | AIO-H1 | AIO-H1-6.0-HVS5.2 (AS4777-2 2020) | 6.6 | 2022-12-21 | 2025-08-23
Shenzhen SOFARSOLAR Co Ltd | HYD ES series | HYD 6000-ES (AS4777-2 2020) | 6 | 2022-06-23 | 2025-06-23
Sigenergy Technology Co Ltd | Sigen Energy Storage System | SigenStor-10S-EV12-28.84 (AS4777-2 2020) | 9.999 | 2026-04-16 | 2027-12-31
Sigenergy Technology Co Ltd | Sigen Energy Storage System | SigenStor-15T-EV12-36.16 (AS4777-2 2020) | 15 | 2026-04-16 | 2027-12-31
Qingdao Nahui Energy Technology Co Ltd | N1PH | N1PH-1N3.6K (AS4777-2 2020) | 3.68 | 2025-02-25 | 2028-02-25
FOXESS CO LTD | KA | KA8 (AS4777-2 2020) | 8 | 2025-06-13 | 2028-06-13
Sigenergy Technology Co Ltd | Sigen Energy Storage System | SigenStor-30T-EV12-39.16 (AS4777-2 2020) | 29.999 | 2026-04-16 | 2027-12-31
Jiangsu Koyoe Energy Technology Co Ltd | H3 Series | KY-EST20KH (AS4777-2 2020) | 20 | 2022-09-15 | 2025-09-14
Sigenergy Technology Co Ltd | Sigen Energy Storage System | SigenStor-6S-37 (AS4777-2 2020) | 6 | 2025-09-11 | 2027-12-31
SMA Australia Pty Ltd | Sunny Tripower X | STP 20-50 (AS4777-2 2020) | 20 | 2023-06-15 | 2027-02-06
Solar Bos Pty Ltd | AS3 | AS3-5K-T-W-P2-AUS (AS4777-2 2020) | 5 | 2026-06-19 | 2027-12-31
Schneider Electric Solar Inc | CL | CL 30 (AS4777-2 2020) | 29.9 | 2022-06-02 | 2025-06-02
Fronius Australia Pty Ltd | Symo GEN24 Plus SC | Symo GEN24 6.0 Plus SC (AS4777-2 2020) | 6 | 2025-03-06 | 2028-03-06
Shanghai SIGEN New Energy Technology Co Ltd | Sigen Energy Storage System | SigenStor-15T-8 (AS4777-2 2020) | 15 | 2024-10-03 | 2027-10-03
Fronius Australia Pty Ltd | Symo GEN24 Plus | Symo GEN24 8.0 Plus (AS4777-2 2020) | 8 | 2021-12-03 | 2026-10-05
NingBo Deye Inverter Technology Co Ltd | Hybrid Inverter | SUN-30K-SG01HP3-AU-BM3 (AS4777-2 2020) | 30 | 2023-08-16 | 2026-09-30
FOXESS CO LTD | 1K5-HI-V1 | 1K5-HI-8-V1 (AS4777-2 2020) | 8 | 2025-04-11 | 2028-04-11
Ningbo Sunways Technologies Co Ltd | STT-4~25KTL | STT-25KTL (AS4777-2 2020) | 25 | 2022-08-18 | 2027-07-20
Sigenergy Technology Co Ltd | Sigen Energy Storage System | SigenStor-12S-EV25-41.28 (AS4777-2 2020) | 12 | 2026-04-16 | 2027-12-31
Selectronic Australia Pty Ltd | SP PRO | SPLC1202 (AS4777-2 2020) | 20 | 2025-09-16 | 2027-06-21
Ginlong Technologies Co Ltd | S5 | S5-GR3P5K-AU (AS4777-2 2020) | 5 | 2024-08-23 | 2026-10-21
Shanghai SIGEN New Energy Technology Co Ltd | Sigen Energy Storage System | SigenStor-30T-EV12-40 (AS4777-2 2020) | 29.999 | 2025-08-19 | 2027-12-31
ShenZhen HNergy Co Ltd | ES-series | HNESPS125-44M0Q (AS4777-2 2020) | 125 | 2026-04-23 | 2029-04-23
Shanghai SIGEN New Energy Technology Co Ltd | Sigen Energy Storage System | SigenStor-15T-13 (AS4777-2 2020) | 15 | 2024-10-03 | 2027-10-03
Guangzhou Sanjing Electric Co Ltd | R5 | R5-4K-S2-15 (AS4777-2 2020) | 4 | 2022-06-27 | 2027-06-23
Sigenergy Technology Co Ltd | Sigen Energy Storage System | SigenStor-8S-47.3 (AS4777-2 2020) | 8 | 2026-04-16 | 2027-12-31
Guangzhou Sanjing Electric Co Ltd | C6 | C6-125K-T12-40 (AS4777-2 2020) | 125 | 2024-10-14 | 2027-10-14
GoodWe Technologies Co Ltd | SMT series 50-60kW | GW50KS-MT (AS4777-2 2020) | 50 | 2022-06-30 | 2025-08-07
GoodWe Technologies Co Ltd | ET100K | GW100K-ET-G10 (AS4777-2 2020) | 100 | 2026-06-10 | 2029-06-10
Shenzhen Growatt New Energy Co Ltd | MOD | MOD 7000TL3-X-AU (AS4777-2 2020) | 7 | 2021-12-19 | 2025-06-18
Anker Innovations Limited | Anker SOLIX X1 | X1-P6K-B30-S (AS4777-2 2020) | 6 | 2024-10-04 | 2027-10-04
Sigenergy Technology Co Ltd | Sigen Energy Storage System | SigenStor-3S-32.16 (AS4777-2 2020) | 3 | 2026-04-16 | 2027-12-31
SONNEN AUSTRALIA PTY LIMITED | sonnenBatterie Hybrid | sonnenBatterie Hybrid 9.53/5 (AS4777-2 2020) | 4.6 | 2022-08-12 | 2025-08-12
Selectronic Australia Pty Ltd | SP PRO | SPMC481-AU (AS4777-2 2020) | 5 | 2025-09-16 | 2027-02-25
Sigenergy Technology Co Ltd | Sigen Energy Storage System | SigenStor-15T-EV12-33.14 (AS4777-2 2020) | 15 | 2026-04-16 | 2027-12-31
Alpha ESS Co Ltd | SMILE | SMILE-S6-HV-INV (AS4777-2 2020) | 6 | 2022-02-17 | 2025-06-24
Pylon Technologies Co Ltd | FH3X | FH3X-8K-HY-3P-30 (AS4777-2 2020) | 8 | 2025-11-14 | 2027-12-31
Guangzhou Sanjing Electric Co Ltd | H2 | H2-10K-S3 (AS4777-2 2020) | 10 | 2023-08-24 | 2026-11-22
Sigenergy Technology Co Ltd | Sigen Energy Storage System | SigenStor-10S-41.94 (AS4777-2 2020) | 9.999 | 2026-04-16 | 2027-12-31
Delta Electronics Inc | AiO Box | AIOA279K125L (AS4777-2 2020) | 125 | 2026-08-19 | 2027-12-31
FOXESS Co Ltd | H3-Smart | H3-8.0-Smart (AS4777-2 2020) | 8 | 2025-07-03 | 2028-07-03
AISWEI Technology (Shanghai) Co Ltd | ASW-LT-G2-A | ASW8K-LT-G2-A (AS4777-2 2020) | 8 | 2022-07-22 | 2028-11-14
Pylon Technologies Co Ltd | FH3X | FH3X-5K-HY-1P-20 (AS4777-2 2020) | 5 | 2025-09-12 | 2027-12-31
BEIJING HUA XIN LIU HE INVESTMENT (AUSTRALIA) PTY LTD | Z20 | Z20I4K2D (AS4777-2 2020) | 4.2 | 2022-05-19 | 2025-05-19
Ginlong Technologies Co Ltd | S5 | S5-GR1P3.6K (AS4777-2 2020) | 3.6 | 2024-06-20 | 2027-06-20
Sigenergy Technology Co Ltd | Sigen Energy Storage System | SigenStor-8S-28.5 (AS4777-2 2020) | 8 | 2026-04-16 | 2027-12-31
Shanghai SIGEN New Energy Technology Co Ltd | Sigen Energy Storage System | SigenStor-10S-EV25-8 (AS4777-2 2020) | 9.999 | 2025-03-14 | 2027-12-31
Sigenergy Technology Co Ltd | Sigen Energy Storage System | SigenStor-12S-EV25-38.52 (AS4777-2 2020) | 12 | 2026-04-16 | 2027-12-31
Shanghai SIGEN New Energy Technology Co Ltd | Sigen Energy Storage System | SigenStor-8S-EV25-16 (AS4777-2 2020) | 8 | 2025-03-14 | 2027-12-31
Sigenergy Technology Co Ltd | Sigen Energy Storage System | SigenStor-5S-EV12-35.58 (AS4777-2 2020) | 4.999 | 2026-04-16 | 2027-12-31
Shanghai SIGEN New Energy Technology Co Ltd | Sigen Energy Storage System | SigenStor-5T-EV25-16 (AS4777-2 2020) | 5 | 2025-08-19 | 2027-12-31
Energywave Technology Inc | AmpAura Roca G2 Hybrid Energy | Roca2-5KL-C-20 (AS4777-2 2020) | 5 | 2025-12-15 | 2027-12-31
Guangzhou Sanjing Electric Co Ltd | CHS2 | CHS2-50K-T6-358.4V/280Ah/180.4kWh (AS4777-2 2020) | 50 | 2025-04-08 | 2027-12-31
Shenzhen SOFARSOLAR Co Ltd | ESI-5-12K-T1 | ESI-9.9K-T1-A (AS4777-2 2020) | 9.9 | 2026-05-28 | 2029-05-28
Ginlong Technologies Co Ltd | S5 | S5-GR1P4K (AS4777-2 2020) | 4 | 2024-06-20 | 2027-06-20
Sigenergy Technology Co Ltd | Sigen Energy Storage System | SigenStor-20T-EV25-33.22 (AS4777-2 2020) | 20 | 2026-04-16 | 2027-12-31
Sigenergy Technology Co Ltd | Sigen Energy Storage System | SigenStor-8S-EV12-41.54 (AS4777-2 2020) | 8 | 2026-04-16 | 2027-12-31
Sigenergy Technology Co Ltd | Sigen Energy Storage System | SigenStor-5S-11.4 (AS4777-2 2020) | 4.999 | 2026-04-16 | 2027-12-31
Shenzhen Enjoy Technology Co Ltd | EPCS | EPCS105-AM (AS4777-2 2020) | 105 | 2026-05-26 | 2029-05-26
Altenergy Power System Inc | DS3D Microinverter | DS3D-L (AS4777-2 2020) | 1.6 | 2025-11-24 | 2027-11-25
Delta Electronics Inc | M20A_220 | M20A_220 (AS4777-2 2020) | 20 | 2022-05-16 | 2025-05-16
SolaX Power Network Technology (Zhe jiang) Co Ltd | X1 MINI | X1-2.0-S-N(L) (AS4777-2 2020) | 2 | 2022-03-29 | 2025-07-03
Qingdao Nahui Energy Technology Co Ltd | HH3P | HH3P-10KA1/HU (AS4777-2 2020) | 10 | 2024-11-28 | 2027-11-28
Sigenergy Technology Co Ltd | Sigen Energy Storage System | SigenStor-8S-EV25-28.5 (AS4777-2 2020) | 8 | 2026-04-16 | 2027-12-31
Jiangsu Weiheng Intelligent Technology Co Ltd | Agave-TH | WH-TIA133 (AS4777-2 2020) | 13 | 2025-05-09 | 2028-05-09
Xiamen Kehua Digital Energy Tech Co Ltd | SPI-B2S | SPI2000-B2S (AS4777-2 2020) | 2 | 2023-12-13 | 2025-08-23
Zhejiang Hyxi Technology Co Ltd | Single Phase Hybrid Inverter | HYX-H8K-HS (AS4777-2 2020) | 8 | 2024-08-09 | 2027-08-09
Dongguan Hinen New Energy Technology Co Ltd | A Series | A3600S (AS4777-2 2020) | 3.6 | 2025-06-24 | 2028-06-24
Sigenergy Technology Co Ltd | Sigen Energy Storage System | SigenStor-20T-53.26 (AS4777-2 2020) | 20 | 2026-04-16 | 2027-12-31
SolaX Power Network Technology (Zhe jiang) Co Ltd | X1 Hybrid G4 | X1-Hybrid-7.5-M (AS4777-2 2020) | 7.5 | 2022-08-17 | 2025-06-30
GoodWe Technologies Co Ltd | MT G2 | GW50KN-MT (AS4777-2 2020) | 50 | 2022-07-01 | 2025-07-04
Sigenergy Technology Co Ltd | Sigen Energy Storage System | SigenStor-10T-EV25-33.14 (AS4777-2 2020) | 9.999 | 2026-04-16 | 2027-12-31
Sigenergy Technology Co Ltd | Sigen Energy Storage System | SigenStor-25T-33.14 (AS4777-2 2020) | 25 | 2026-04-16 | 2027-12-31
Shenzhen Xihe Future Technology Co Ltd | Mango Power M | M Hybrid Inverter 5kW (AS4777-2 2020) | 5 | 2026-02-20 | 2029-02-20
Shenzhen Growatt New Energy Co Ltd | SPH 3000-6000 TL-HUB | SPH 3600TL-HUB (AS4777-2 2020) | 3.68 | 2024-11-27 | 2027-11-27
FOXESS Co Ltd | H3-Smart | H3-10.0-Smart (AS4777-2 2020) | 10 | 2025-07-03 | 2028-07-03
Schneider Electric Solar Inc | CL | CL 50 (AS4777-2 2020) | 50 | 2022-06-02 | 2025-06-02
Xiamen Kehua Digital Energy Tech Co Ltd | SPI-B2 | SPI4000-B2 (AS4777-2 2020) | 4 | 2023-12-13 | 2025-08-23
Sigenergy Technology Co Ltd | Sigen Energy Storage System | SigenStor-10S-EV25-42.26 (AS4777-2 2020) | 9.999 | 2026-04-16 | 2027-12-31
AISWEI Technology Co Ltd | ASW25-40K-LT-G3 | ASW33K-LT-G3 (AS4777-2 2020) | 33 | 2023-11-09 | 2026-11-09
AISWEI Technology (Shanghai) Co Ltd | ASW-LT-G2-A | ASW15K-LT-G2-A (AS4777-2 2020) | 15 | 2022-07-22 | 2028-11-14
Sigenergy Technology Co Ltd | Sigen Energy Storage System | SigenStor-3S-23.46 (AS4777-2 2020) | 3 | 2026-04-16 | 2027-12-31
Sigenergy Technology Co Ltd | Sigen Energy Storage System | SigenStor-3S-49.34 (AS4777-2 2020) | 3 | 2026-04-16 | 2027-12-31
Sigenergy Technology Co Ltd | Sigen Energy Storage System | SigenStor-3S-36.56 (AS4777-2 2020) | 3 | 2026-04-16 | 2027-12-31
Guangzhou Sanjing Electric Co Ltd | R5 | R5-5K-T2-15 (AS4777-2 2020) | 5 | 2022-02-02 | 2025-05-02
SolarEdge Technologies Ltd | Three Phase Inverter | SE30K (AS4777-2 2020) | 30 | 2021-12-17 | 2026-12-17
Dyness Digital Energy Technology Co Ltd | Cygni | Cygni 10.0HS-M3 (AS4777-2 2020) | 9.999 | 2025-07-14 | 2027-12-31
Sigenergy Technology Co Ltd | Sigen Energy Storage System | SigenStor-30T-22.48 (AS4777-2 2020) | 29.999 | 2026-04-16 | 2027-12-31
Sigenergy Technology Co Ltd | Sigen Energy Storage System | SigenStor-3S-EV12-41.2 (AS4777-2 2020) | 3 | 2026-04-16 | 2027-12-31
Solar Bos Pty Ltd | AS3 | AS3-12K-T-W-P2-AUS (AS4777-2 2020) | 12 | 2026-06-19 | 2027-12-31
Evantra IP Pty Ltd | NA | EVANTRA-5.0HS-10.24KWH (AS4777-2 2020) | 5 | 2023-09-26 | 2026-09-26
Ginlong Technologies Co Ltd | S5 | S5-GC36K-AU (AS4777-2 2020) | 36 | 2022-05-13 | 2026-12-02
Sigenergy Technology Co Ltd | Sigen Energy Storage System | SigenStor-3S-EV12-17.1 (AS4777-2 2020) | 3 | 2026-04-16 | 2027-12-31
Shenzhen Kstar New Energy Company Limited | BluE-S | BluE-S 3680D (AS4777-2 2020) | 3.68 | 2022-04-28 | 2025-04-28
Shanghai SIGEN New Energy Technology Co Ltd | Sigen Energy Storage System | SigenStor-30T-EV25-37 (AS4777-2 2020) | 29.999 | 2025-08-19 | 2027-12-31
VACON Ltd | VACON 100X | VACON0100-3L-0038-4-X | 18.2 | 2025-11-28 | 2027-08-07
Sigenergy Technology Co Ltd | Sigen Energy Storage System | SigenStor-25T-EV25-34.2 (AS4777-2 2020) | 25 | 2026-04-16 | 2027-12-31
Sigenergy Technology Co Ltd | Sigen Energy Storage System | SigenStor-5S-41.28 (AS4777-2 2020) | 4.999 | 2026-04-16 | 2027-12-31
Sigenergy Technology Co Ltd | Sigen Energy Storage System | SigenStor-12S-39.16 (AS4777-2 2020) | 12 | 2026-04-16 | 2027-12-31
Sigenergy Technology Co Ltd | Sigen Energy Storage System | SigenStor-10S-EV12-25.82 (AS4777-2 2020) | 9.999 | 2026-04-16 | 2027-12-31
Redback Energy Pty Ltd | RED-H3 | RED-H3-S05HV (AS4777-2 2020) | 4.999 | 2026-02-26 | 2029-02-26
Jiangsu Koyoe Energy Technology Co Ltd | Three-Phase Hybrid Inverter | KY-EST12KH (AS4777-2 2020) | 12 | 2025-09-15 | 2027-05-29
Sigenergy Technology Co Ltd | Sigen Energy Storage System | SigenStor-6S-43.24 (AS4777-2 2020) | 6 | 2026-04-16 | 2027-12-31
GoodWe Technologies Co Ltd | ESA | GW3K-BHA-G20 (AS4777-2 2020) | 3 | 2026-08-19 | 2029-08-19
Sigenergy Technology Co Ltd | Sigen Energy Storage System | SigenStor-10S-EV12-41.2 (AS4777-2 2020) | 9.999 | 2026-04-16 | 2027-12-31
GoodWe Technologies Co Ltd | GEP 4-20KW Three Phase Series | GEP5.0-3-10 (AS4777-2 2020) | 5 | 2022-06-29 | 2026-09-30
Sigenergy Technology Co Ltd | Sigen Energy Storage System | SigenStor-15T-EV25-25.16 (AS4777-2 2020) | 15 | 2026-04-16 | 2027-12-31
Sigenergy Technology Co Ltd | Sigen Energy Storage System | SigenStor-12S-EV12-36.16 (AS4777-2 2020) | 12 | 2026-04-16 | 2027-12-31
GoodWe Technologies Co Ltd | MS G3 | GW9900-MS-30 (AS4777-2 2020) | 9.99 | 2023-09-21 | 2026-12-20
Shanghai SIGEN New Energy Technology Co Ltd | Sigen Energy Storage System | SigenStor-25T-EV12-16 (AS4777-2 2020) | 25 | 2025-08-19 | 2027-12-31
Sigenergy Technology Co Ltd | Sigen Energy Storage System | SigenStor-25T-30.12 (AS4777-2 2020) | 25 | 2026-04-16 | 2027-12-31
Anker Innovations Limited | Anker SOLIX X1 | X1-H6K-S (AS4777-2 2020) | 6 | 2025-02-11 | 2028-02-11
SolaX Power Network Technology (Zhe jiang) Co Ltd | X1-IES | X1-IES-8K (AS4777-2 2020) | 8 | 2024-07-30 | 2027-07-30
Sigenergy Technology Co Ltd | Sigen Energy Storage System | SigenStor-12S-EV12-27.86 (AS4777-2 2020) | 12 | 2026-04-16 | 2027-12-31
Sigenergy Technology Co Ltd | Sigen Energy Storage System | SigenStor-6S-EV12-41.28 (AS4777-2 2020) | 6 | 2026-04-16 | 2027-12-31
Sigenergy Technology Co Ltd | Sigen Energy Storage System | SigenStor-5S-21.08 (AS4777-2 2020) | 4.999 | 2026-04-16 | 2027-12-31
Shanghai SIGEN New Energy Technology Co Ltd | Sigen Energy Storage System | SigenStor-20T-24 (AS4777-2 2020) | 20 | 2024-10-03 | 2027-10-03
FOXESS Co Ltd | AIO-AC1 | AIO-AC1-6.0-HVS10.4 (AS4777-2 2020) | 6 | 2022-12-21 | 2025-08-23
Sigenergy Technology Co Ltd | Sigen Energy Storage System | SigenStor-10S-EV25-14.42 (AS4777-2 2020) | 9.999 | 2026-04-16 | 2027-12-31
Shenzhen Kstar New Energy Company Limited | BluE-S | BluE-S 5000D (AS4777-2 2020) | 5 | 2022-04-28 | 2025-04-28
Fronius Australia Pty Ltd | Symo GEN24 SC | Symo GEN24 3.0 SC (AS4777-2 2020) | 3 | 2025-10-03 | 2026-09-29
Sigenergy Technology Co Ltd | Sigen Energy Storage System | SigenStor-5S-EV12-33.22 (AS4777-2 2020) | 4.999 | 2026-04-16 | 2027-12-31
Shenzhen Growatt New Energy Co Ltd | MIC | MIC 3300TL-X (AS4777-2 2020) | 3.3 | 2021-11-15 | 2025-05-15
Cornick Pty Ltd | Genius | Genius IA5 (AS4777-2 2020) | 4.999 | 2023-08-28 | 2025-08-23
Sigenergy Technology Co Ltd | Sigen Energy Storage System | SigenStor-15T-27.12 (AS4777-2 2020) | 15 | 2026-04-16 | 2027-12-31
Sigenergy Technology Co Ltd | Sigen Energy Storage System | SigenStor-8S-35.58 (AS4777-2 2020) | 8 | 2026-04-16 | 2027-12-31
Afore New Energy Technology (Shanghai) Co Ltd | AFx-TH | AF12K-TH (AS4777-2 2020) | 12 | 2025-12-02 | 2028-10-12
FOXESS CO LTD | 1K5-HI-V1 | 1K5-HI-15-V1 (AS4777-2 2020) | 15 | 2025-04-11 | 2028-04-11
Sigenergy Technology Co Ltd | Sigen Energy Storage System | SigenStor-5T-EV25-15.06 (AS4777-2 2020) | 5 | 2026-04-16 | 2027-12-31
Wuxi Solinteg Power Co Ltd | Integ M Series | MHT-36K-100 (AS4777-2 2020) | 36 | 2025-02-10 | 2028-02-10
Shenzhen Infypower Co Ltd | EXP07K1E-FSW | EXP07K1E-FSW-C + IAU32AD-AW1 (AS4777-2 2020) | 6.2 | 2025-11-26 | 2028-11-26
Shanghai SIGEN New Energy Technology Co Ltd | Sigen Energy Storage System | SigenStor-5T-32 (AS4777-2 2020) | 5 | 2025-08-19 | 2027-12-31
BEIJING HUA XIN LIU HE INVESTMENT (AUSTRALIA) PTY LTD | Z21 | Z21I3K6D48 (AS4777-2 2020) | 3.68 | 2022-09-08 | 2025-08-23
Hoymiles Power Electronics Inc | Energy Storage System | HiOne-12T-32B-G3-AU (AS4777-2 2020) | 12 | 2026-08-13 | 2027-12-31
Pylon Technologies Co Ltd | FH3X | FH3X-15K-HY-3P-30 (AS4777-2 2020) | 15 | 2025-11-14 | 2027-12-31
Solar Bos Pty Ltd | AS3 | AS3-5K-S-W-P10-AUS (AS4777-2 2020) | 4.999 | 2026-06-19 | 2027-12-31
Sigenergy Technology Co Ltd | Sigen Energy Storage System | SigenStor-25T-EV12-35.18 (AS4777-2 2020) | 25 | 2026-04-16 | 2027-12-31
Sigenergy Technology Co Ltd | Sigen Energy Storage System | SigenStor-5T-17.1 (AS4777-2 2020) | 5 | 2026-04-16 | 2027-12-31
Sigenergy Technology Co Ltd | Sigen Energy Storage System | SigenStor-12S-EV25-21.08 (AS4777-2 2020) | 12 | 2026-04-16 | 2027-12-31
Sigenergy Technology Co Ltd | Sigen Energy Storage System | SigenStor-3S-EV12-20.44 (AS4777-2 2020) | 3 | 2026-04-16 | 2027-12-31
Enphase Energy Inc | IQ8 | IQ8AC-72-M-INT (AS4777-2 2020) | 0.36 | 2023-07-13 | 2026-10-11
NingBo Deye Inverter Technology Co Ltd | Hybrid Inverter | SUN-8K-SG04LP3-AU (AS4777-2 2020) | 8 | 2022-05-09 | 2027-04-28
FOXESS CO LTD | H3-Pro | H3-Pro-20.0 (AS4777-2 2020) | 20 | 2026-01-21 | 2029-01-21
Ginlong Technologies Co Ltd | S6 | S6-EH1P6K-L-PLUS-AU (AS4777-2 2020) | 6 | 2024-08-02 | 2027-08-02
Sigenergy Technology Co Ltd | Sigen Energy Storage System | SigenStor-8S-EV25-17.1 (AS4777-2 2020) | 8 | 2026-04-16 | 2027-12-31
Ningbo Sunways Technologies Co Ltd | STT-4K~25KTL-P | STT-12KTL-P (AS4777-2 2020) | 12 | 2022-12-23 | 2025-12-23
Sigenergy Technology Co Ltd | Sigen Energy Storage System | SigenStor-10T-EV12-15.06 (AS4777-2 2020) | 9.999 | 2026-04-16 | 2027-12-31
Dongguan Hinen New Energy Technology Co Ltd | A Series | A8000S (AS4777-2 2020) | 7.999 | 2025-06-17 | 2028-06-17
Sigenergy Technology Co Ltd | Sigen Energy Storage System | SigenStor-12S-EV12-24.84 (AS4777-2 2020) | 12 | 2026-04-16 | 2027-12-31
Sigenergy Technology Co Ltd | Sigen Energy Storage System | SigenStor-12S-EV12-33.14 (AS4777-2 2020) | 12 | 2026-04-16 | 2027-12-31
Shanghai SIGEN New Energy Technology Co Ltd | Sigen Energy Storage System | SigenStor-20T-EV25-24 (AS4777-2 2020) | 20 | 2025-08-19 | 2027-12-31
iPotisEdge Co Ltd | Power Conversion System | PotisPCS-105K-1000/400E-A02E (AS4777-2 2020) | 105 | 2025-03-03 | 2028-03-03
AISWEI Technology Co Ltd | ASW25-40K-LT-G3 | ASW27K-LT-G3 (AS4777-2 2020) | 27 | 2023-11-09 | 2026-11-09
Fronius Australia Pty Ltd | Primo GEN24 | Primo GEN24 3.6 Plus SC (AS4777-2 2020) | 3.68 | 2026-07-30 | 2029-07-30
Sigenergy Technology Co Ltd | Sigen Energy Storage System | SigenStor-10T-42.18 (AS4777-2 2020) | 9.999 | 2026-04-16 | 2027-12-31
Shanghai SIGEN New Energy Technology Co Ltd | Sigen Hybrid Inverter | Sigen Hybrid 25.0 TP AU (AS4777-2 2020) | 25 | 2025-04-07 | 2028-04-07
8 Star Energy Pty Ltd | Force HS+ | Force 10.0HS+ (AS4777-2 2020) | 10 | 2026-02-09 | 2029-02-09
ShenZhen Lux Power Technology Co Ltd | LXP-3-5KHybrid-NS | LXP-3KHybrid-NS (AS4777-2 2020) | 3 | 2022-09-01 | 2025-08-23
GoodWe Technologies Co Ltd | BTC | GW50K05-BTC (AS4777-2 2020) | 50 | 2023-08-14 | 2025-08-23
Shanghai SIGEN New Energy Technology Co Ltd | Sigen Energy Storage System | SigenStor-10T-EV12-24 (AS4777-2 2020) | 9.999 | 2025-08-19 | 2027-12-31
Sigenergy Technology Co Ltd | Sigen Energy Storage System | SigenStor-8S-EV25-30.54 (AS4777-2 2020) | 8 | 2026-04-16 | 2027-12-31
Sigenergy Technology Co Ltd | Sigen Energy Storage System | SigenStor-10S-EV12-40.56 (AS4777-2 2020) | 9.999 | 2026-04-16 | 2027-12-31
FOXESS CO LTD | H3 Plus | H3-75-Plus (AS4777-2 2020) | 75 | 2026-06-17 | 2029-06-17
CSI Solar Co Ltd | CSI-7K-1P | CSI-7K-S22003-E (AS4777-2 2020) | 7 | 2022-10-21 | 2025-08-23
Sigenergy Technology Co Ltd | Sigen PV Inverter | Sigen PV 99.9M2-AU (AS4777-2 2020) | 99.9 | 2026-01-29 | 2029-01-29
Fimer SpA | UNO | UNO-DM-5.0-TL-PLUS-SB-QU (AS4777-2 2020) | 5 | 2022-06-17 | 2027-02-04
Sigenergy Technology Co Ltd | Sigen Energy Storage System | SigenStor-12S-31.52 (AS4777-2 2020) | 12 | 2026-04-16 | 2027-12-31
Sigenergy Technology Co Ltd | Sigen Energy Storage System | SigenStor-10T-43.24 (AS4777-2 2020) | 9.999 | 2026-04-16 | 2027-12-31
Shanghai SIGEN New Energy Technology Co Ltd | Sigen Energy Storage System | SigenStor-5T-37 (AS4777-2 2020) | 5 | 2025-08-19 | 2027-12-31
Redback Operations Pty Ltd | SI | SI6000 (AS4777-2 2020) | 6 | 2025-04-02 | 2027-04-26
Sigenergy Technology Co Ltd | Sigen Energy Storage System | SigenStor-5T-EV25-12.04 (AS4777-2 2020) | 5 | 2026-04-16 | 2027-12-31
Sigenergy Technology Co Ltd | Sigen Energy Storage System | SigenStor-6S-43.64 (AS4777-2 2020) | 6 | 2026-04-16 | 2027-12-31
Sigenergy Technology Co Ltd | Sigen Energy Storage System | SigenStor-10S-EV25-16.78 (AS4777-2 2020) | 9.999 | 2026-04-16 | 2027-12-31
Pylon Technologies Co Ltd | FH3X | FH3X-6K-HY-1P-10 (AS4777-2 2020) | 6 | 2025-09-12 | 2027-12-31
Shanghai SIGEN New Energy Technology Co Ltd | Sigen Energy Storage System | SigenStor-20T-29 (AS4777-2 2020) | 20 | 2025-08-19 | 2027-12-31
Hoymiles Power Electronics Inc | HYT-HV | HYT-10.0HV-AUG1 (AS4777-2 2020) | 10 | 2023-09-27 | 2026-09-27
Sigenergy Technology Co Ltd | Sigen Energy Storage System | SigenStor-25T-50.32 (AS4777-2 2020) | 25 | 2026-04-16 | 2027-12-31
FOXESS Co Ltd | F-G2 | F6000-G2 (AS4777-2 2020) | 6 | 2023-04-12 | 2027-10-28
GoodWe Technologies Co Ltd | GEP 4-20KW Three Phase Series | GEP10-3-AU10 (AS4777-2 2020) | 10 | 2022-06-29 | 2026-09-30
Sigenergy Technology Co Ltd | Sigen Energy Storage System | SigenStor-20T-EV25-35.18 (AS4777-2 2020) | 20 | 2026-04-16 | 2027-12-31
BEIJING HUA XIN LIU HE INVESTMENT (AUSTRALIA) PTY LTD | Z20 | Z20I5KD (AS4777-2 2020) | 5 | 2022-05-19 | 2025-05-19
Sigenergy Technology Co Ltd | Sigen Energy Storage System | SigenStor-8S-33.22 (AS4777-2 2020) | 8 | 2026-04-16 | 2027-12-31
Shenzhen Infypower Co Ltd | EXP07K1E-FSW | EXP07K1E-FSW-C + IAU32AS-AW2 (AS4777-2 2020) | 6.2 | 2025-11-26 | 2028-11-26
Sigenergy Technology Co Ltd | Sigen Energy Storage System | SigenStor-8S-EV25-29.48 (AS4777-2 2020) | 8 | 2026-04-16 | 2027-12-31
Sigenergy Technology Co Ltd | Sigen Energy Storage System | SigenStor-3S-39.58 (AS4777-2 2020) | 3 | 2026-04-16 | 2027-12-31
Shenzhen SOFARSOLAR Co Ltd | N/A | SOFAR 20KTLX-G3-PRO-A (AS4777-2 2020) | 20 | 2023-07-07 | 2026-07-07
Anker Innovations Limited | Anker SOLIX X1 | X1-H8K-T (AS4777-2 2020) | 8 | 2025-01-09 | 2028-01-09
Shenzhen Growatt New Energy Co Ltd | MIN | MIN 4600TL-XH (AS4777-2 2020) | 4.6 | 2021-12-01 | 2025-01-08
Hiconics Eco-energy Drive Technology Co Ltd | Powerinfi | MEI2-HS8H-AIO1 (AS4777-2 2020) | 8 | 2026-03-26 | 2029-03-26
Sigenergy Technology Co Ltd | Sigen Energy Storage System | SigenStor-15T-51.3 (AS4777-2 2020) | 15 | 2026-04-16 | 2027-12-31
Sigenergy Technology Co Ltd | Sigen Energy Storage System | SigenStor-10T-EV12-12.04 (AS4777-2 2020) | 9.999 | 2026-04-16 | 2027-12-31
Sigenergy Technology Co Ltd | Sigen Energy Storage System | SigenStor-10S-EV12-37.54 (AS4777-2 2020) | 9.999 | 2026-04-16 | 2027-12-31
Sigenergy Technology Co Ltd | Sigen Energy Storage System | SigenStor-10S-EV25-23.12 (AS4777-2 2020) | 9.999 | 2026-04-16 | 2027-12-31
FOXESS CO LTD | T-G3 Series | T10(Dual)-G3 (AS4777-2 2020) | 10 | 2025-03-07 | 2028-03-07
Redback Operations Pty Ltd | Smart Battery | SB9600 (AS4777-2 2020) | 4.5 | 2022-05-10 | 2025-11-10
Sigenergy Technology Co Ltd | Sigen Energy Storage System | SigenStor-5T-EV12-27.12 (AS4777-2 2020) | 5 | 2026-04-16 | 2027-12-31
Sigenergy Technology Co Ltd | Sigen Energy Storage System | SigenStor-6S-EV12-21.08 (AS4777-2 2020) | 6 | 2026-04-16 | 2027-12-31
Sigenergy Technology Co Ltd | Sigen Energy Storage System | SigenStor-25T-52.28 (AS4777-2 2020) | 25 | 2026-04-16 | 2027-12-31
GoodWe Technologies Co Ltd | SDT G2 | GW5000-SDT-20 (AS4777-2 2020) | 5 | 2023-04-12 | 2026-10-31
Shanghai SIGEN New Energy Technology Co Ltd | Sigen Energy Storage System | SigenStor-10T-EV25-16 (AS4777-2 2020) | 9.999 | 2025-08-19 | 2027-12-31
Sigenergy Technology Co Ltd | Sigen Energy Storage System | SigenStor-3S-EV12-28.5 (AS4777-2 2020) | 3 | 2026-04-16 | 2027-12-31
Sigenergy Technology Co Ltd | Sigen Energy Storage System | SigenStor-30T-EV25-22.48 (AS4777-2 2020) | 29.999 | 2026-04-16 | 2027-12-31
ESYsunhome Co Ltd | HM | ESYSUNHOME HM12 (AS4777-2 2020) | 12 | 2026-06-10 | 2029-06-10
Shanghai SIGEN New Energy Technology Co Ltd | Sigen Energy Storage System | SigenStor-20T-EV25-8 (AS4777-2 2020) | 20 | 2025-08-19 | 2027-12-31
Ginlong Technologies Co Ltd | S5 | S5-EH1P5K-L (AS4777-2 2020) | 5 | 2022-06-23 | 2028-04-09
Ginlong Technologies Co Ltd | S6 | S6-EH3P20K-H-AU (AS4777-2 2020) | 20 | 2026-03-12 | 2029-03-12
Shenzhen Growatt New Energy Co Ltd | MOD | MOD 6000TL3-XH (AS4777-2 2020) | 6 | 2023-07-25 | 2026-10-23
CET Australia Pty Ltd | Sierra Hybrid System - 48Vdc | Hybrid Sierra System 48 VDC / 63 kVA (AS4777-2 2020) | 50.4 | 2025-11-07 | 2028-11-07
Sigenergy Technology Co Ltd | Sigen Energy Storage System | SigenStor-6S-46.66 (AS4777-2 2020) | 6 | 2026-04-16 | 2027-12-31
Hiconics Eco-energy Drive Technology Co Ltd | Powerinfi | MH-HYIV12.0-THE-AU (AS4777-2 2020) | 12 | 2026-03-16 | 2029-03-16
GoodWe Technologies Co Ltd | GEP 3.6-6KW | GEP6.0-1-30 (AS4777-2 2020) | 6 | 2023-01-17 | 2026-01-17
Shenzhen Growatt New Energy Co Ltd | MOD-XA | MOD 8000TL3-XA (AS4777-2 2020) | 8 | 2023-08-16 | 2026-08-16
Pixii AS | Pixii OEM Inverter Kit | Pixiishelf 48/50000 (AS4777-2 2020) | 50 | 2024-10-22 | 2027-06-01
Sigenergy Technology Co Ltd | Sigen Energy Storage System | SigenStor-5S-30.2 (AS4777-2 2020) | 4.999 | 2026-04-16 | 2027-12-31
Shanghai SIGEN New Energy Technology Co Ltd | Sigen Energy Storage System | SigenStor-12S-32 (AS4777-2 2020) | 12 | 2025-03-04 | 2027-12-31
Sigenergy Technology Co Ltd | Sigen Energy Storage System | SigenStor-5S-42.92 (AS4777-2 2020) | 4.999 | 2026-04-16 | 2027-12-31
Sigenergy Technology Co Ltd | Sigen Energy Storage System | SigenStor-6S-EV12-30.2 (AS4777-2 2020) | 6 | 2026-04-16 | 2027-12-31
8 Star Energy Pty Ltd | Force HS+ | Force 7.0HS+ (AS4777-2 2020) | 7 | 2026-02-09 | 2029-02-09
Hoymiles Power Electronics Inc | HMS | HMS-1000-2T (AS4777-2 2020) | 1 | 2023-02-13 | 2026-02-13
Sigenergy Technology Co Ltd | Sigen Energy Storage System | SigenStor-30T-12.04 (AS4777-2 2020) | 29.999 | 2026-04-16 | 2027-12-31
Sungrow Power Supply Co Ltd | Residential | SH6.0RS (AS4777-2 2020) | 6 | 2021-12-15 | 2025-01-29
Sigenergy Technology Co Ltd | Sigen Energy Storage System | SigenStor-30T-EV25-6.02 (AS4777-2 2020) | 29.999 | 2026-04-16 | 2027-12-31
GCL Green Energy System Technology Co Ltd | Honor | RY-10K-AUP3 (AS4777-2 2020) | 10 | 2023-12-01 | 2025-08-23
AISWEI Technology Co Ltd | ASW H-T2/T3 | ASW12kH-T3 (AS4777-2 2020) | 12 | 2024-07-22 | 2027-07-22
SolaX Power Network Technology (Zhejiang) Co Ltd | X1-VAST | X1-VAST-10K (AS4777-2 2020) | 9.999 | 2025-05-16 | 2028-05-16
Ginlong Technologies Co Ltd | S6 | S6-EH3P12K-H-AU (AS4777-2 2020) | 12 | 2026-03-12 | 2029-03-12
Shanghai SIGEN New Energy Technology Co Ltd | Sigen Energy Storage System | SigenStor-5T-EV12-29 (AS4777-2 2020) | 5 | 2025-08-19 | 2027-12-31
Shenzhen SOFARSOLAR Co Ltd | TLX-G3 | SOFAR 15KTLX-G3 (AS4777-2 2020) | 15 | 2022-06-24 | 2027-03-15
Shanghai SIGEN New Energy Technology Co Ltd | Sigen Energy Storage System | SigenStor-8S-EV12-24 (AS4777-2 2020) | 8 | 2025-03-14 | 2027-12-31
Hiconics Eco-energy Drive Technology Co Ltd | HEC2 | HEC2-S3.8Hr2 (AS4777-2 2020) | 3.8 | 2024-06-07 | 2027-06-07
Dyness Digital Energy Technology Co Ltd | Cygni | Cygni 8.0HS-M2 (AS4777-2 2020) | 8 | 2025-07-14 | 2027-12-31
Must Energy (Guangdong) Technology Co Ltd | PH11-(5-12)KL3-EU | PH11-8KL3-EU (AS4777-2 2020) | 8 | 2026-04-07 | 2029-04-07
Sigenergy Technology Co Ltd | Sigen Energy Storage System | SigenStor-10S-44.96 (AS4777-2 2020) | 9.999 | 2026-04-16 | 2027-12-31
GoodWe Technologies Co Ltd | SBP | GW3600S-BP (AS4777-2 2020) | 3.68 | 2022-03-01 | 2025-03-02
SolaX Power Network Technology (Zhe jiang) Co Ltd | X1-MINI G4 | X1-MINI-0.7K-G4 (AS4777-2 2020) | 0.7 | 2023-05-13 | 2026-09-25
Shanghai SIGEN New Energy Technology Co Ltd | Sigen Energy Storage System | SigenStor-20T-EV12-37 (AS4777-2 2020) | 20 | 2025-08-19 | 2027-12-31
CEEG (JIANGSU) TECH CO LTD | CHCI | CHCI-6.0K-5.12KWH (AS4777-2 2020) | 6 | 2023-07-17 | 2025-08-23
Sigenergy Technology Co Ltd | Sigen Energy Storage System | SigenStor-30T-EV25-24.1 (AS4777-2 2020) | 29.999 | 2026-04-16 | 2027-12-31
SolarEdge Technologies Ltd | Three Phase Inverter | SE8.25K-AUB (AS4777-2 2020) | 8.25 | 2021-12-17 | 2026-12-17
Sigenergy Technology Co Ltd | Sigen Energy Storage System | SigenStor-6S-EV12-38.26 (AS4777-2 2020) | 6 | 2026-04-16 | 2027-12-31
Sungrow Power Supply Co Ltd | Residential | SH15T (AS4777-2 2020) | 15 | 2024-04-18 | 2027-04-18
Guang Dong Redx Electrical Technology Limited | RX-P*K-AC | RX -P25k -AC (AS4777-2 2020) | 25 | 2026-04-22 | 2029-04-22
8 Star Energy Pty Ltd | Energizer Solar Force Series | Force 6S (AS4777-2 2020) | 6 | 2023-04-05 | 2027-10-28
GoodWe Technologies Co Ltd | ET | GW20K-ET (AS4777-2 2020) | 20 | 2023-02-10 | 2027-10-19
Shanghai SIGEN New Energy Technology Co Ltd | Sigen Energy Storage System | SigenStor-20T-EV12-32 (AS4777-2 2020) | 20 | 2025-08-19 | 2027-12-31
Sigenergy Technology Co Ltd | Sigen Energy Storage System | SigenStor-25T-EV12-33.22 (AS4777-2 2020) | 25 | 2026-04-16 | 2027-12-31
Guang Dong Redx Electrical Technology Limited | RX-P*K | RX-P25k (AS4777-2 2020) | 25 | 2026-04-22 | 2029-04-22
Solar Bos Pty Ltd | HS2 | HS2-5K-S2-4 4G (AS4777-2 2020) | 4.999 | 2023-10-30 | 2027-04-30
Sigenergy Technology Co Ltd | Sigen Energy Storage System | SigenStor-3S-48.28 (AS4777-2 2020) | 3 | 2026-04-16 | 2027-12-31
Wuxi Solinteg Power Co Ltd | OGS-3.6-6K | OGS-4.2K (AS4777-2 2020) | 4.2 | 2025-02-18 | 2028-02-18
Dongguan Hinen New Energy Technology Co Ltd | H12000 | H8000H-EU (AS4777-2 2020) | 8 | 2024-12-11 | 2027-12-11
FOXESS CO LTD | AC1-G2 | AC1-4.6-E-G2 (AS4777-2 2020) | 4.6 | 2024-01-03 | 2027-01-03
FOXESS CO LTD | T-G3 Series | T12(Dual)-G3 (AS4777-2 2020) | 12 | 2025-03-07 | 2028-03-07
Shanwei BYD Auto Co Ltd | Power-Box SH | Power-Box SH5K-AU (AS4777-2 2020) | 5 | 2026-04-10 | 2029-04-10
Fronius Australia Pty Ltd | Primo | Primo 3.0-1 (AS4777-2 2020) | 3 | 2021-12-01 | 2026-11-24
Altenergy Power System Inc | ELS | ELS-9.6 (AS4777-2 2020) | 9.6 | 2026-01-21 | 2029-01-21
Sigenergy Technology Co Ltd | Sigen Energy Storage System | SigenStor-8S-EV25-27.52 (AS4777-2 2020) | 8 | 2026-04-16 | 2027-12-31
GoodWe Technologies Co Ltd | MS G3 | GW8500-MS-30 (AS4777-2 2020) | 8.5 | 2023-05-19 | 2026-11-15
Sigenergy Technology Co Ltd | Sigen Energy Storage System | SigenStor-10T-EV25-36.16 (AS4777-2 2020) | 9.999 | 2026-04-16 | 2027-12-31
Sigenergy Technology Co Ltd | Sigen Energy Storage System | SigenStor-10S-53.26 (AS4777-2 2020) | 9.999 | 2026-04-16 | 2027-12-31
Solar Bos Pty Ltd | HS3 | HS3-5K-S2-W-P2-AUS (AS4777-2 2020) | 4.999 | 2026-06-19 | 2027-12-31
Shenzhen SOFARSOLAR Co Ltd | N/A | SOFAR 7KTLM-G3 (AS4777-2 2020) | 7 | 2022-05-31 | 2026-12-15
Shenzhen Growatt New Energy Co Ltd | SPH 3000-6000 TL-HU | SPH 6000TL-HU (AS4777-2 2020) | 6 | 2024-11-27 | 2027-11-27
Sigenergy Technology Co Ltd | Sigen Energy Storage System | SigenStor-30T-EV12-43.24 (AS4777-2 2020) | 29.999 | 2026-04-16 | 2027-12-31
Sigenergy Technology Co Ltd | Sigen Energy Storage System | SigenStor-15T-EV12-17.1 (AS4777-2 2020) | 15 | 2026-04-16 | 2027-12-31
Regulator | Regulator | NI0001 | 1000 | 2001-04-01 | 2030-12-31