## CEC approved PV modules
CEC approved PV modules
The Clean Energy Council (CEC) approved photovoltaic (PV) modules is to be used in conjunction with REC Registry bulk upload guidelines.
Data as at 4/3/2026
Licensee/Certificate Holder | Model Number | CEC Approved Date | Expiry Date | Fire Tested
1KOMMA5° Technology GmbH | 1KOMMA5°-Fullblack-01-425 | 2023-08-03 | 2025-03-31 | Yes
1KOMMA5° Technology GmbH | 1KOMMA5°-FullBlack-DG-01-445 (IEC 61215-2021) | 2025-03-17 | 2028-03-17 | Yes
1KOMMA5° Technology GmbH | 1KOMMA5°-FullBlack-DG-01-450 (IEC 61215-2021) | 2025-03-17 | 2028-03-17 | Yes
1KOMMA5° Technology GmbH | 1KOMMA5°-FullBlack-DG-01-455 (IEC 61215-2021) | 2025-03-17 | 2028-03-17 | Yes
1KOMMA5° Technology GmbH | 1KOMMA5°-TC/FB/B-02.2-460 (IEC 61215-2021) | 2026-03-03 | 2029-03-03 | Yes
1KOMMA5° Technology GmbH | 1KOMMA5°-TC/FB/B-02.2-465 (IEC 61215-2021) | 2026-03-03 | 2029-03-03 | Yes
1KOMMA5° Technology GmbH | 1KOMMA5°-TC/FB/B-02.2-470 (IEC 61215-2021) | 2026-03-03 | 2029-03-03 | Yes
1KOMMA5° Technology GmbH | 1KOMMA5°-TC/FB/B-02-450 (IEC 61215-2021) | 2025-06-06 | 2028-06-06 | Yes
1KOMMA5° Technology GmbH | 1KOMMA5°-TC/FB/B-02-455 (IEC 61215-2021) | 2025-06-06 | 2028-06-06 | Yes
1KOMMA5° Technology GmbH | 1KOMMA5°-TC/FB/B-02-460 (IEC 61215-2021) | 2025-06-06 | 2028-06-06 | Yes
1KOMMA5° Technology GmbH | 1KOMMA5°-TC/TP/B-02.2-460 (IEC 61215-2021) | 2026-03-03 | 2029-03-03 | Yes
1KOMMA5° Technology GmbH | 1KOMMA5°-TC/TP/B-02.2-465 (IEC 61215-2021) | 2026-03-03 | 2029-03-03 | Yes
1KOMMA5° Technology GmbH | 1KOMMA5°-TC/TP/B-02.2-470 (IEC 61215-2021) | 2026-03-03 | 2029-03-03 | Yes
8 Star Energy Pty Ltd | ENSP48NDG3440BF (IEC 61215-2021) | 2025-06-03 | 2028-06-03 | Yes
8 Star Energy Pty Ltd | ENSP48NDG3440BL (IEC 61215-2021) | 2025-06-03 | 2028-06-03 | Yes
8 Star Energy Pty Ltd | ENSP48NDG3445BF (IEC 61215-2021) | 2025-06-03 | 2028-06-03 | Yes
8 Star Energy Pty Ltd | ENSP48NDG3445BL (IEC 61215-2021) | 2025-06-03 | 2028-06-03 | Yes
8 Star Energy Pty Ltd | ENSP48NDG3450BF (IEC 61215-2021) | 2025-06-03 | 2028-06-03 | Yes
8 Star Energy Pty Ltd | ENSP48NDG3450BL (IEC 61215-2021) | 2025-06-03 | 2028-06-03 | Yes
8 Star Energy Pty Ltd | ENSP48NDG3455BF (IEC 61215-2021) | 2025-06-03 | 2028-06-03 | Yes
8 Star Energy Pty Ltd | ENSP48NDG3455BL (IEC 61215-2021) | 2025-06-03 | 2028-06-03 | Yes
8 Star Energy Pty Ltd | ENSP48NDGT3440BL (IEC 61215-2021) | 2025-06-03 | 2028-06-03 | Yes
8 Star Energy Pty Ltd | ENSP48NDGT3445BL (IEC 61215-2021) | 2025-06-03 | 2028-06-03 | Yes
8 Star Energy Pty Ltd | ENSP48NDGT3450BL (IEC 61215-2021) | 2025-06-03 | 2028-06-03 | Yes
8 Star Energy Pty Ltd | ENSP48NDGT3455BL (IEC 61215-2021) | 2025-06-03 | 2028-06-03 | Yes
8 Star Energy Pty Ltd | ENSP54N2415BF | 2023-04-05 | 2025-03-31 | Yes
8 Star Energy Pty Ltd | ENSP54NBT2415BF | 2023-05-02 | 2025-03-31 | Yes
8 Star Energy Pty Ltd | ENSP54NDG2440 (IEC 61215-2021) | 2024-10-03 | 2027-10-03 | Yes
8 Star Energy Pty Ltd | ENSP54NDG2450 (IEC 61215-2021) | 2024-10-03 | 2027-10-03 | Yes
8 Star Energy Pty Ltd | ENSP54NDG2s440 (IEC 61215-2021) | 2024-10-03 | 2027-10-03 | Yes
8 Star Energy Pty Ltd | ENSP54NDG2s440BL (IEC 61215-2021) | 2024-10-03 | 2027-10-03 | Yes
8 Star Energy Pty Ltd | ENSP54NDG2s450 (IEC 61215-2021) | 2024-10-03 | 2027-10-03 | Yes
8 Star Energy Pty Ltd | ENSP54NDG2s450BL (IEC 61215-2021) | 2024-10-03 | 2027-10-03 | Yes
8 Star Energy Pty Ltd | ENSP54NDG3500BF (IEC 61215-2021) | 2025-06-03 | 2028-06-03 | Yes
8 Star Energy Pty Ltd | ENSP54NDG3505BF (IEC 61215-2021) | 2025-06-03 | 2028-06-03 | Yes
8 Star Energy Pty Ltd | ENSP54NDG3510BF (IEC 61215-2021) | 2025-06-03 | 2028-06-03 | Yes
8 Star Energy Pty Ltd | ENSP54NDGT2s440 (IEC 61215-2021) | 2024-10-03 | 2027-10-03 | Yes
8 Star Energy Pty Ltd | ENSP54NDGT2s440BL (IEC 61215-2021) | 2024-10-03 | 2027-10-03 | Yes
8 Star Energy Pty Ltd | ENSP54NDGT2s450 (IEC 61215-2021) | 2024-10-03 | 2027-10-03 | Yes
8 Star Energy Pty Ltd | ENSP54NDGT2s450BL (IEC 61215-2021) | 2024-10-03 | 2027-10-03 | Yes
8 Star Energy Pty Ltd | ENSP54NDGT2s455 (IEC 61215-2021) | 2024-10-03 | 2027-10-03 | Yes
8 Star Energy Pty Ltd | ENSP54NDGT2s455BL (IEC 61215-2021) | 2024-10-03 | 2027-10-03 | Yes
8 Star Energy Pty Ltd | ENSP54NDGT3500BL (IEC 61215-2021) | 2025-06-03 | 2028-06-03 | Yes
8 Star Energy Pty Ltd | ENSP54NDGT3505BL (IEC 61215-2021) | 2025-06-03 | 2028-06-03 | Yes
8 Star Energy Pty Ltd | ENSP54NDGT3510BL (IEC 61215-2021) | 2025-06-03 | 2028-06-03 | Yes
8 Star Energy Pty Ltd | ENSP60NDG2475 (IEC 61215-2021) | 2024-10-03 | 2027-10-03 | Yes
8 Star Energy Pty Ltd | ENSP60NDG2480 (IEC 61215-2021) | 2024-10-03 | 2027-10-03 | Yes
8 Star Energy Pty Ltd | ENSP60NDG2490 (IEC 61215-2021) | 2024-10-03 | 2027-10-03 | Yes
8 Star Energy Pty Ltd | ENSP60NDG2495 (IEC 61215-2021) | 2024-10-03 | 2027-10-03 | Yes
ADVANCED SOLAR POWER (HANGZHOU) INC | ASP-ST1-T00-105 (IEC 61215-2021) | 2024-10-21 | 2027-10-21 | Yes
ADVANCED SOLAR POWER (HANGZHOU) INC | ASP-ST1-T05-99 (IEC 61215-2021) | 2024-10-21 | 2027-10-21 | Yes
ADVANCED SOLAR POWER (HANGZHOU) INC | ASP-ST1-T10-94 (IEC 61215-2021) | 2024-10-21 | 2027-10-21 | Yes
ADVANCED SOLAR POWER (HANGZHOU) INC | ASP-ST1-T15-89 (IEC 61215-2021) | 2024-10-21 | 2027-10-21 | Yes
ADVANCED SOLAR POWER (HANGZHOU) INC | ASP-ST1-T20-84 (IEC 61215-2021) | 2024-10-21 | 2027-10-21 | Yes
ADVANCED SOLAR POWER (HANGZHOU) INC | ASP-ST1-T25-78 (IEC 61215-2021) | 2024-10-21 | 2027-10-21 | Yes
ADVANCED SOLAR POWER (HANGZHOU) INC | ASP-ST1-T30-73 (IEC 61215-2021) | 2024-10-21 | 2027-10-21 | Yes
ADVANCED SOLAR POWER (HANGZHOU) INC | ASP-ST1-T35-68 (IEC 61215-2021) | 2024-10-21 | 2027-10-21 | Yes
ADVANCED SOLAR POWER (HANGZHOU) INC | ASP-ST1-T40-63 (IEC 61215-2021) | 2024-10-21 | 2027-10-21 | Yes
ADVANCED SOLAR POWER (HANGZHOU) INC | ASP-ST1-T45-60 (IEC 61215-2021) | 2024-10-21 | 2027-10-21 | Yes
ADVANCED SOLAR POWER (HANGZHOU) INC | ASP-ST1-T50-55 (IEC 61215-2021) | 2024-10-21 | 2027-10-21 | Yes
ADVANCED SOLAR POWER (HANGZHOU) INC | ASP-ST1-T55-49 (IEC 61215-2021) | 2024-10-21 | 2027-10-21 | Yes
ADVANCED SOLAR POWER (HANGZHOU) INC | ASP-ST1-T60-44 (IEC 61215-2021) | 2024-10-21 | 2027-10-21 | Yes
ADVANCED SOLAR POWER (HANGZHOU) INC | ASP-ST1-T65-38 (IEC 61215-2021) | 2024-10-21 | 2027-10-21 | Yes
ADVANCED SOLAR POWER (HANGZHOU) INC | ASP-ST1-T70-33 (IEC 61215-2021) | 2024-10-21 | 2027-10-21 | Yes
ADVANCED SOLAR POWER (HANGZHOU) INC | ASP-ST1-T75-27 (IEC 61215-2021) | 2024-10-21 | 2027-10-21 | Yes
ADVANCED SOLAR POWER (HANGZHOU) INC | ASP-ST1-T80-22 (IEC 61215-2021) | 2024-10-21 | 2027-10-21 | Yes
AE SOLAR GmbH | AE420CMD-108BDE (IEC 61215-2021) | 2025-09-10 | 2028-09-10 | Yes
AE SOLAR GmbH | AE425CMD-108BDE (IEC 61215-2021) | 2025-09-10 | 2028-09-10 | Yes
AE SOLAR GmbH | AE430CMD-108BDE (IEC 61215-2021) | 2024-02-01 | 2028-09-10 | Yes
AE SOLAR GmbH | AE430CMD-108BDS (IEC 61215-2021) | 2024-02-01 | 2027-02-01 | Yes
AE SOLAR GmbH | AE435CMD-108BDE (IEC 61215-2021) | 2024-02-01 | 2028-09-10 | Yes
AE SOLAR GmbH | AE435CMD-108BDS (IEC 61215-2021) | 2024-02-01 | 2027-02-01 | Yes
AE SOLAR GmbH | AE440CMD-108BDE (IEC 61215-2021) | 2024-02-01 | 2028-09-10 | Yes
AE SOLAR GmbH | AE440CMD-108BDS (IEC 61215-2021) | 2024-02-01 | 2027-02-01 | Yes
AE SOLAR GmbH | AE465CMD-120BDS (IEC 61215-2021) | 2025-09-10 | 2028-09-10 | Yes
AE SOLAR GmbH | AE470CMD-120BDS (IEC 61215-2021) | 2025-09-10 | 2028-09-10 | Yes
AE SOLAR GmbH | AE475CMD-120BDE (IEC 61215-2021) | 2024-02-01 | 2027-02-01 | Yes
AE SOLAR GmbH | AE475CMD-120BDS (IEC 61215-2021) | 2024-02-01 | 2028-09-10 | Yes
AE SOLAR GmbH | AE480CMD-120BDS (IEC 61215-2021) | 2025-09-10 | 2028-09-10 | Yes
AE SOLAR GmbH | AE485CMD-120BDS (IEC 61215-2021) | 2025-09-10 | 2028-09-10 | Yes
AE SOLAR GmbH | AE490CMD-120BDE (IEC 61215-2021) | 2024-02-01 | 2027-02-01 | Yes
AE SOLAR GmbH | AE490CMD-120BDS (IEC 61215-2021) | 2024-02-01 | 2027-02-01 | Yes
AE SOLAR GmbH | AE570CMD-144BDE (IEC 61215-2021) | 2024-02-01 | 2027-02-01 | Yes
AE SOLAR GmbH | AE570CMD-144BDS (IEC 61215-2021) | 2024-02-01 | 2027-02-01 | Yes
AE SOLAR GmbH | AE580CMD-144BDE (IEC 61215-2021) | 2024-02-01 | 2027-02-01 | Yes
AE SOLAR GmbH | AE580CMD-144BDS (IEC 61215-2021) | 2024-02-01 | 2027-02-01 | Yes
AE SOLAR GmbH | AE625TME-120BDS (IEC 61215-2021) | 2024-02-01 | 2027-02-01 | Yes
AE SOLAR GmbH | AE635TME-120BDS (IEC 61215-2021) | 2024-02-01 | 2027-02-01 | Yes
AE SOLAR GmbH | AE685TME-132BDS (IEC 61215-2021) | 2024-02-01 | 2027-02-01 | Yes
AE SOLAR GmbH | AE695TME-132BDS (IEC 61215-2021) | 2024-02-01 | 2027-02-01 | Yes
aleo solar GmbH | LEO Black L82S335 (IEC 61215-2021) | 2023-06-09 | 2026-06-09 | Yes
aleo solar GmbH | LEO Black L82S340 (IEC 61215-2021) | 2023-06-09 | 2026-06-09 | Yes
aleo solar GmbH | LEO Black L82S345 (IEC 61215-2021) | 2023-06-09 | 2026-06-09 | Yes
aleo solar GmbH | LEO Black L82S350 (IEC 61215-2021) | 2023-06-09 | 2026-06-09 | Yes
aleo solar GmbH | LEO Black L84S380 (IEC 61215-2021) | 2023-06-09 | 2026-06-09 | Yes
aleo solar GmbH | LEO Black L84S385 (IEC 61215-2021) | 2023-06-09 | 2026-06-09 | Yes
aleo solar GmbH | LEO Black L84S390 (IEC 61215-2021) | 2023-06-09 | 2026-06-09 | Yes
aleo solar GmbH | LEO Black L84S395 (IEC 61215-2021) | 2023-06-09 | 2026-06-09 | Yes
aleo solar GmbH | LEO L62S350 (IEC 61215-2021) | 2023-06-09 | 2026-06-09 | Yes
aleo solar GmbH | LEO L62S355 (IEC 61215-2021) | 2023-06-09 | 2026-06-09 | Yes
aleo solar GmbH | LEO L62S360 (IEC 61215-2021) | 2023-06-09 | 2026-06-09 | Yes
aleo solar GmbH | LEO L62S365 (IEC 61215-2021) | 2023-06-09 | 2026-06-09 | Yes
aleo solar GmbH | LEO L64S395 (IEC 61215-2021) | 2023-06-09 | 2026-06-09 | Yes
aleo solar GmbH | LEO L64S400 (IEC 61215-2021) | 2023-06-09 | 2026-06-09 | Yes
aleo solar GmbH | LEO L64S405 (IEC 61215-2021) | 2023-06-09 | 2026-06-09 | Yes
aleo solar GmbH | LEO L64S410 (IEC 61215-2021) | 2023-06-09 | 2026-06-09 | Yes
aleo solar GmbH | LEO Sol S82T335 (IEC 61215-2021) | 2023-06-09 | 2026-06-09 | Yes
aleo solar GmbH | LEO Sol S82T340 (IEC 61215-2021) | 2023-06-09 | 2026-06-09 | Yes
aleo solar GmbH | LEO Sol S82T345 (IEC 61215-2021) | 2023-06-09 | 2026-06-09 | Yes
aleo solar GmbH | LEO Sol S82T350 (IEC 61215-2021) | 2023-06-09 | 2026-06-09 | Yes
Alpha Solar Technologies Pty Ltd | AST170TC-48-S (IEC 61215-2021) | 2024-11-14 | 2027-11-14 | Yes
Alpha Solar Technologies Pty Ltd | AST220TC-56-S (IEC 61215-2021) | 2024-11-14 | 2027-11-14 | Yes
Alpha Solar Technologies Pty Ltd | AST225TC-72-S (IEC 61215-2021) | 2024-11-14 | 2027-11-14 | Yes
Alpha Solar Technologies Pty Ltd | AST260TC-96-S (IEC 61215-2021) | 2024-11-14 | 2027-11-14 | Yes
Alpha Solar Technologies Pty Ltd | AST270TC-108-S (IEC 61215-2021) | 2024-11-14 | 2027-11-14 | Yes
Alpha Solar Technologies Pty Ltd | AST280TC-108-S (IEC 61215-2021) | 2024-11-14 | 2027-11-14 | Yes
Alpha Solar Technologies Pty Ltd | AST285TC-108-S (IEC 61215-2021) | 2024-11-14 | 2027-11-14 | Yes
Alpha Solar Technologies Pty Ltd | AST290TC-108-S (IEC 61215-2021) | 2024-11-14 | 2027-11-14 | Yes
Alpha Solar Technologies Pty Ltd | AST295TC-108-S (IEC 61215-2021) | 2024-11-14 | 2027-11-14 | Yes
Alpha Solar Technologies Pty Ltd | AST300TC-108-S (IEC 61215-2021) | 2024-11-14 | 2027-11-14 | Yes
Alpha Solar Technologies Pty Ltd | AST305TC-108-S (IEC 61215-2021) | 2024-11-14 | 2027-11-14 | Yes
Alpha Solar Technologies Pty Ltd | AST315TC-108-S (IEC 61215-2021) | 2024-11-14 | 2027-11-14 | Yes
Alpha Solar Technologies Pty Ltd | AST335TC-108-S (IEC 61215-2021) | 2024-11-14 | 2027-11-14 | Yes
Alpha Solar Technologies Pty Ltd | AST360TC-96-S (IEC 61215-2021) | 2024-11-14 | 2027-11-14 | Yes
Alpha Solar Technologies Pty Ltd | AST380TC-108-S (IEC 61215-2021) | 2024-11-14 | 2027-11-14 | Yes
Alpha Solar Technologies Pty Ltd | AST390TC-108-S (IEC 61215-2021) | 2024-11-14 | 2027-11-14 | Yes
Alpha Solar Technologies Pty Ltd | AST395TC-108-S (IEC 61215-2021) | 2024-11-14 | 2027-11-14 | Yes
Alpha Solar Technologies Pty Ltd | AST75TC-24-S (IEC 61215-2021) | 2024-11-14 | 2027-11-14 | Yes
Alpha Solar Technologies Pty Ltd | AST80TC-24-S (IEC 61215-2021) | 2024-11-14 | 2027-11-14 | Yes
Alpha Solar Technologies Pty Ltd | AST90TC-24-S (IEC 61215-2021) | 2024-11-14 | 2027-11-14 | Yes
Anhui Huasun Energy Co Ltd | HS-182-B108DS440 | 2023-10-20 | 2025-03-31 | Yes
Anhui Huasun Energy Co Ltd | HS-182-B108DS445 | 2023-10-20 | 2025-03-31 | Yes
Anhui Huasun Energy Co Ltd | HS-182-B108DS450 | 2023-10-20 | 2025-03-31 | Yes
Anhui Huasun Energy Co Ltd | HS-182-B108DSB430 | 2023-10-20 | 2025-03-31 | Yes
Anhui Huasun Energy Co Ltd | HS-182-B108DSB435 | 2023-10-20 | 2025-03-31 | Yes
Anhui Huasun Energy Co Ltd | HS-182-B108DSB440 | 2023-10-20 | 2025-03-31 | Yes
Anhui Huasun Energy Co Ltd | HS-182-B108DSN430 | 2023-10-20 | 2025-03-31 | Yes
Anhui Huasun Energy Co Ltd | HS-182-B108DSN435 | 2023-10-20 | 2025-03-31 | Yes
Anhui Huasun Energy Co Ltd | HS-182-B108DSN440 | 2023-10-20 | 2025-03-31 | Yes
Anhui Huasun Energy Co Ltd | HS-182-B144DS580 | 2023-10-20 | 2025-03-31 | Yes
Anhui Huasun Energy Co Ltd | HS-182-B144DS585 | 2023-10-20 | 2025-03-31 | Yes
Anhui Huasun Energy Co Ltd | HS-182-B144DS590 | 2023-10-20 | 2025-03-31 | Yes
Anhui Huasun Energy Co Ltd | HS-182-B144DS595 | 2023-10-20 | 2025-03-31 | Yes
Anhui Huasun Energy Co Ltd | HS-182-B144DS600 | 2023-10-20 | 2025-03-31 | Yes
Anhui Huasun Energy Co Ltd | HS-210-B132DS700 | 2023-10-20 | 2025-03-31 | Yes
Anhui Huasun Energy Co Ltd | HS-210-B132DS705 | 2023-10-20 | 2025-03-31 | Yes
Anhui Huasun Energy Co Ltd | HS-210-B132DS710 | 2023-10-20 | 2025-03-31 | Yes
Anhui Huasun Energy Co Ltd | HS-210-B132DS715 | 2023-10-20 | 2025-03-31 | Yes
Anhui Huasun Energy Co Ltd | HS-210-B132DS720 | 2023-10-20 | 2025-03-31 | Yes
Anhui Huasun Energy Co Ltd | HSN-210R-B108DS500 (IEC 61215-2021) | 2024-10-22 | 2027-10-22 | Yes
Anhui Huasun Energy Co Ltd | HSN-210R-B108DS510 (IEC 61215-2021) | 2024-10-22 | 2027-10-22 | Yes
Anhui Huasun Energy Co Ltd | HSN-210R-B108DS520 (IEC 61215-2021) | 2024-10-22 | 2027-10-22 | Yes
Anhui Huasun Energy Co Ltd | HSN-210R-B108DSN500 (IEC 61215-2021) | 2024-10-22 | 2027-10-22 | Yes
Anhui Huasun Energy Co Ltd | HSN-210R-B108DSN510 (IEC 61215-2021) | 2024-10-22 | 2027-10-22 | Yes
Anhui Huasun Energy Co Ltd | HSN-210R-B108DSN520 (IEC 61215-2021) | 2024-10-22 | 2027-10-22 | Yes
Anhui Huasun Energy Co Ltd | HSN-210R-B132DS615 (IEC 61215-2021) | 2024-10-22 | 2027-10-22 | Yes
Anhui Huasun Energy Co Ltd | HSN-210R-B132DS620 (IEC 61215-2021) | 2024-10-22 | 2027-10-22 | Yes
Anhui Huasun Energy Co Ltd | HSN-210R-B96DS440 (IEC 61215-2021) | 2024-10-22 | 2027-10-22 | Yes
Anhui Huasun Energy Co Ltd | HSN-210R-B96DS450 (IEC 61215-2021) | 2024-10-22 | 2027-10-22 | Yes
Anhui Huasun Energy Co Ltd | HSN-210R-B96DS460 (IEC 61215-2021) | 2024-10-22 | 2027-10-22 | Yes
Anhui Huasun Energy Co Ltd | HSN-210R-B96DSN440 (IEC 61215-2021) | 2024-10-22 | 2027-10-22 | Yes
Anhui Huasun Energy Co Ltd | HSN-210R-B96DSN450 (IEC 61215-2021) | 2024-10-22 | 2027-10-22 | Yes
Anhui Huasun Energy Co Ltd | HSN-210R-B96DSN460 (IEC 61215-2021) | 2024-10-22 | 2027-10-22 | Yes
Anhui Huasun Energy Co Ltd | HSN-210R-S108DSB500 (IEC 61215-2021) | 2024-10-22 | 2027-10-22 | Yes
Anhui Huasun Energy Co Ltd | HSN-210R-S108DSB510 (IEC 61215-2021) | 2024-10-22 | 2027-10-22 | Yes
Anhui Huasun Energy Co Ltd | HSN-210R-S108DSB520 (IEC 61215-2021) | 2024-10-22 | 2027-10-22 | Yes
Anhui Huasun Energy Co Ltd | HSN-210R-S96DSB440 (IEC 61215-2021) | 2024-10-22 | 2027-10-22 | Yes
Anhui Huasun Energy Co Ltd | HSN-210R-S96DSB450 (IEC 61215-2021) | 2024-10-22 | 2027-10-22 | Yes
Anhui Huasun Energy Co Ltd | HSN-210R-S96DSB460 (IEC 61215-2021) | 2024-10-22 | 2027-10-22 | Yes
AVANCIS GmbH | SKALA 120 G004 | 2023-10-06 | 2025-03-31 | Yes
AVANCIS GmbH | SKALA 125 3002 | 2023-10-06 | 2025-03-31 | Yes
AVANCIS GmbH | SKALA 125 4001 | 2023-10-06 | 2025-03-31 | Yes
AVANCIS GmbH | SKALA 125 G004 | 2023-10-06 | 2025-03-31 | Yes
AVANCIS GmbH | SKALA 135 3001 | 2023-10-06 | 2025-03-31 | Yes
AVANCIS GmbH | SKALA 135 4002 | 2023-10-06 | 2025-03-31 | Yes
AVANCIS GmbH | SKALA 135 7002 | 2023-10-06 | 2025-03-31 | Yes
AVANCIS GmbH | SKALA 135 7003 | 2023-10-06 | 2025-03-31 | Yes
AVANCIS GmbH | SKALA 135 7004 | 2023-10-06 | 2025-03-31 | Yes
AVANCIS GmbH | SKALA 135 G002 | 2023-10-06 | 2025-03-31 | Yes
AVANCIS GmbH | SKALA 140 3001 | 2023-10-06 | 2025-03-31 | Yes
AVANCIS GmbH | SKALA 140 G002 | 2023-10-06 | 2025-03-31 | Yes
AVANCIS GmbH | SKALA 145 B001 | 2023-10-06 | 2025-03-31 | Yes
AVANCIS GmbH | SKALA 145 B001 S | 2023-10-06 | 2025-03-31 | Yes
AVANCIS GmbH | SKALA 145 G001 | 2023-10-06 | 2025-03-31 | Yes
AVANCIS GmbH | SKALA 145 G001 S | 2023-10-06 | 2025-03-31 | Yes
AVANCIS GmbH | SKALA 150 B001 | 2023-10-06 | 2025-03-31 | Yes
AVANCIS GmbH | SKALA 150 B001 S | 2023-10-06 | 2025-03-31 | Yes
AVANCIS GmbH | SKALA 150 G001 | 2023-10-06 | 2025-03-31 | Yes
AVANCIS GmbH | SKALA 150 G001 S | 2023-10-06 | 2025-03-31 | Yes
AXITEC Energy GmbH & Co KG | AC-440TGB/108BBA | 2023-10-31 | 2025-03-31 | Yes
AXITEC Energy GmbH & Co KG | AC-440TGB/108BBA (IEC 61215-2021) | 2024-08-14 | 2027-08-14 | Yes
AXITEC Energy GmbH & Co KG | AC-440TGB/108WBA | 2023-10-31 | 2025-03-31 | Yes
AXITEC Energy GmbH & Co KG | AC-440TGB/108WBA (IEC 61215-2021) | 2024-08-14 | 2027-08-14 | Yes
AXITEC Energy GmbH & Co KG | AC-440TGBL/108BBA (IEC 61215-2021) | 2024-08-14 | 2027-08-14 | Yes
AXITEC Energy GmbH & Co KG | AC-440TGBL/108WBA (IEC 61215-2021) | 2024-08-14 | 2027-08-14 | Yes
AXITEC Energy GmbH & Co KG | AC-445TGBL/108BBA (IEC 61215-2021) | 2024-08-14 | 2027-08-14 | Yes
AXITEC Energy GmbH & Co KG | AC-445TGBL/108WBA (IEC 61215-2021) | 2024-08-14 | 2027-08-14 | Yes
AXITEC Energy GmbH & Co KG | AC-450TGBL/108BBA (IEC 61215-2021) | 2024-08-14 | 2027-08-14 | Yes
AXITEC Energy GmbH & Co KG | AC-450TGBL/108WBA (IEC 61215-2021) | 2024-08-14 | 2027-08-14 | Yes
AXITEC Energy GmbH & Co KG | AC-550TGB/120TSA (IEC 61215-2021) | 2024-08-14 | 2027-08-14 | Yes
Baoding Jiasheng Photovoltaic Technology Co Ltd | JS100CB-28 (IEC 61215-2021) | 2025-06-06 | 2028-06-06 | Yes
Baoding Jiasheng Photovoltaic Technology Co Ltd | JS105CB-28 (IEC 61215-2021) | 2025-06-06 | 2028-06-06 | Yes
Baoding Jiasheng Photovoltaic Technology Co Ltd | JS220CB-56 (IEC 61215-2021) | 2025-06-06 | 2028-06-06 | Yes
Baoding Jiasheng Photovoltaic Technology Co Ltd | JS225CB-72 (IEC 61215-2021) | 2025-06-06 | 2028-06-06 | Yes
Baoding Jiasheng Photovoltaic Technology Co Ltd | JS250CB-64 (IEC 61215-2021) | 2025-06-06 | 2028-06-06 | Yes
Baoding Jiasheng Photovoltaic Technology Co Ltd | JS290CB-80 (IEC 61215-2021) | 2025-12-10 | 2028-12-10 | Yes
Baoding Jiasheng Photovoltaic Technology Co Ltd | JS290CB-80-BIPV (IEC 61215-2021) | 2025-12-10 | 2028-12-10 | Yes
Baoding Jiasheng Photovoltaic Technology Co Ltd | JS335CB-108P (IEC 61215-2021) | 2025-06-06 | 2028-06-06 | Yes
Baoding Jiasheng Photovoltaic Technology Co Ltd | JS35CB-10 (IEC 61215-2021) | 2025-06-06 | 2028-06-06 | Yes
Baoding Jiasheng Photovoltaic Technology Co Ltd | JS35CB-12 (IEC 61215-2021) | 2025-06-06 | 2028-06-06 | Yes
Baoding Jiasheng Photovoltaic Technology Co Ltd | JS360CB-108P (IEC 61215-2021) | 2025-06-06 | 2028-06-06 | Yes
Baoding Jiasheng Photovoltaic Technology Co Ltd | JS360CB-120 (IEC 61215-2021) | 2025-06-06 | 2028-06-06 | Yes
Baoding Jiasheng Photovoltaic Technology Co Ltd | JS360CB-96 (IEC 61215-2021) | 2025-06-06 | 2028-06-06 | Yes
Baoding Jiasheng Photovoltaic Technology Co Ltd | JS375CB-102 (IEC 61215-2021) | 2025-06-06 | 2028-12-10 | Yes
Baoding Jiasheng Photovoltaic Technology Co Ltd | JS375CB-102-BIPV (IEC 61215-2021) | 2025-12-10 | 2028-12-10 | Yes
Baoding Jiasheng Photovoltaic Technology Co Ltd | JS400CB-108P (IEC 61215-2021) | 2025-06-06 | 2028-06-06 | Yes
Baoding Jiasheng Photovoltaic Technology Co Ltd | JS430CB-108P (IEC 61215-2021) | 2025-06-06 | 2028-06-06 | Yes
Baoding Jiasheng Photovoltaic Technology Co Ltd | JS65CB-26 (IEC 61215-2021) | 2025-06-06 | 2028-06-06 | Yes
Baoding Jiasheng Photovoltaic Technology Co Ltd | JS80CB-22 (IEC 61215-2021) | 2025-06-06 | 2028-06-06 | Yes
Baoding Jiasheng Photovoltaic Technology Co Ltd | JS80CB-24 (IEC 61215-2021) | 2025-06-06 | 2028-06-06 | Yes
Baoding Jiasheng Photovoltaic Technology Co Ltd | JS80CB-26 (IEC 61215-2021) | 2025-06-06 | 2028-06-06 | Yes
Baoding Jiasheng Photovoltaic Technology Co Ltd | JS90CB-32 (IEC 61215-2021) | 2025-06-06 | 2028-06-06 | Yes
Baoding Jiasheng Photovoltaic Technology Co Ltd | JS95CB-24P (IEC 61215-2021) | 2025-06-06 | 2028-06-06 | Yes
Changzhou EGing Photovoltaic Technology Co Ltd | EG-415M54-HLV (IEC 61215-2021) | 2024-10-17 | 2027-10-17 | Yes
Changzhou EGing Photovoltaic Technology Co Ltd | EG-420M54-HLV (IEC 61215-2021) | 2024-10-17 | 2027-10-17 | Yes
Changzhou EGing Photovoltaic Technology Co Ltd | EG-420NT54-HLV (IEC 61215-2021) | 2024-06-26 | 2027-06-26 | Yes
Changzhou EGing Photovoltaic Technology Co Ltd | EG-425NT54-HL/BF-DG (IEC 61215-2021) | 2024-06-26 | 2027-06-26 | Yes
Changzhou EGing Photovoltaic Technology Co Ltd | EG-425NT54-HLV (IEC 61215-2021) | 2024-06-26 | 2027-06-26 | Yes
Changzhou EGing Photovoltaic Technology Co Ltd | EG-430NT54-HL/BF-DG (IEC 61215-2021) | 2024-06-26 | 2027-06-26 | Yes
Changzhou EGing Photovoltaic Technology Co Ltd | EG-430NT54-HLV (IEC 61215-2021) | 2024-06-26 | 2027-06-26 | Yes
Changzhou EGing Photovoltaic Technology Co Ltd | EG-435NT54-HL/BF-DG (IEC 61215-2021) | 2025-02-11 | 2028-02-11 | Yes
Changzhou EGing Photovoltaic Technology Co Ltd | EG-435NT54-HLV (IEC 61215-2021) | 2024-06-26 | 2027-06-26 | Yes
Changzhou EGing Photovoltaic Technology Co Ltd | EG-440NT48-HRC/BF-DG (IEC 61215-2021) | 2025-02-11 | 2028-02-11 | Yes
Changzhou EGing Photovoltaic Technology Co Ltd | EG-440NT48-HRcV (IEC 61215-2021) | 2025-02-11 | 2028-02-11 | Yes
Changzhou EGing Photovoltaic Technology Co Ltd | EG-440NT54-HL/BF-DG (IEC 61215-2021) | 2025-02-11 | 2028-02-11 | Yes
Changzhou EGing Photovoltaic Technology Co Ltd | EG-440NT54-HLV | 2023-09-01 | 2025-03-31 | Yes
Changzhou EGing Photovoltaic Technology Co Ltd | EG-440NT54-HLV (IEC 61215-2021) | 2024-06-26 | 2027-06-26 | Yes
Changzhou EGing Photovoltaic Technology Co Ltd | EG-440NT54-HRb/BF-DG (IEC 61215-2021) | 2024-10-17 | 2027-10-17 | Yes
Changzhou EGing Photovoltaic Technology Co Ltd | EG-445NT48-HRC/BF-DG (IEC 61215-2021) | 2025-02-11 | 2028-02-11 | Yes
Changzhou EGing Photovoltaic Technology Co Ltd | EG-445NT48-HRcV (IEC 61215-2021) | 2025-02-11 | 2028-02-11 | Yes
Changzhou EGing Photovoltaic Technology Co Ltd | EG-445NT54-HL/BF-DG (IEC 61215-2021) | 2025-02-11 | 2028-02-11 | Yes
Changzhou EGing Photovoltaic Technology Co Ltd | EG-445NT54-HLV (IEC 61215-2021) | 2024-06-26 | 2027-06-26 | Yes
Changzhou EGing Photovoltaic Technology Co Ltd | EG-445NT54-HRb/BF-DG (IEC 61215-2021) | 2024-10-17 | 2027-10-17 | Yes
Changzhou EGing Photovoltaic Technology Co Ltd | EG-445NT54-HRbV (IEC 61215-2021) | 2024-10-17 | 2027-10-17 | Yes
Changzhou EGing Photovoltaic Technology Co Ltd | EG-450NT48-HRC/BF-DG (IEC 61215-2021) | 2025-02-11 | 2028-02-11 | Yes
Changzhou EGing Photovoltaic Technology Co Ltd | EG-450NT48-HRcV (IEC 61215-2021) | 2025-02-11 | 2028-02-11 | Yes
Changzhou EGing Photovoltaic Technology Co Ltd | EG-450NT54-HRb/BF-DG (IEC 61215-2021) | 2024-10-17 | 2027-10-17 | Yes
Changzhou EGing Photovoltaic Technology Co Ltd | EG-450NT54-HRbV (IEC 61215-2021) | 2024-10-17 | 2027-10-17 | Yes
Changzhou EGing Photovoltaic Technology Co Ltd | EG-455NT48-HRC/BF-DG (IEC 61215-2021) | 2025-02-11 | 2028-02-11 | Yes
Changzhou EGing Photovoltaic Technology Co Ltd | EG-455NT48-HRcV (IEC 61215-2021) | 2025-02-11 | 2028-02-11 | Yes
Changzhou EGing Photovoltaic Technology Co Ltd | EG-455NT54-HRb/BF-DG (IEC 61215-2021) | 2024-10-17 | 2027-10-17 | Yes
Changzhou EGing Photovoltaic Technology Co Ltd | EG-455NT54-HRbV (IEC 61215-2021) | 2024-10-17 | 2027-10-17 | Yes
Changzhou EGing Photovoltaic Technology Co Ltd | EG-460NT48-HRC/BF-DG (IEC 61215-2021) | 2025-02-11 | 2028-02-11 | Yes
Changzhou EGing Photovoltaic Technology Co Ltd | EG-460NT48-HRcV (IEC 61215-2021) | 2025-02-11 | 2028-02-11 | Yes
Changzhou EGing Photovoltaic Technology Co Ltd | EG-460NT54-HRb/BF-DG (IEC 61215-2021) | 2024-10-17 | 2027-10-17 | Yes
Changzhou EGing Photovoltaic Technology Co Ltd | EG-460NT54-HRbV (IEC 61215-2021) | 2024-10-17 | 2027-10-17 | Yes
Changzhou EGing Photovoltaic Technology Co Ltd | EG-470NT54-HRb/BF-DG (IEC 61215-2021) | 2024-10-17 | 2027-10-17 | Yes
Changzhou EGing Photovoltaic Technology Co Ltd | EG-470NT60-HLV (IEC 61215-2021) | 2024-06-26 | 2027-06-26 | Yes
Changzhou EGing Photovoltaic Technology Co Ltd | EG-475NT54-HRb/BF-DG (IEC 61215-2021) | 2024-10-17 | 2027-10-17 | Yes
Changzhou EGing Photovoltaic Technology Co Ltd | EG-475NT60-HLV (IEC 61215-2021) | 2024-06-26 | 2027-06-26 | Yes
Changzhou EGing Photovoltaic Technology Co Ltd | EG-480NT60-HLV (IEC 61215-2021) | 2024-06-26 | 2027-06-26 | Yes
Changzhou EGing Photovoltaic Technology Co Ltd | EG-550M72-HL/BF-DG (IEC 61215-2021) | 2024-10-17 | 2027-10-17 | Yes
Changzhou EGing Photovoltaic Technology Co Ltd | EG-550M72-HLV (IEC 61215-2021) | 2024-10-17 | 2027-10-17 | Yes
Changzhou EGing Photovoltaic Technology Co Ltd | EG-555M72-HL/BF-DG (IEC 61215-2021) | 2024-10-17 | 2027-10-17 | Yes
Changzhou EGing Photovoltaic Technology Co Ltd | EG-555M72-HLV (IEC 61215-2021) | 2024-10-17 | 2027-10-17 | Yes
Changzhou EGing Photovoltaic Technology Co Ltd | EG-560M72-HL/BF-DG (IEC 61215-2021) | 2024-10-17 | 2027-10-17 | Yes
Changzhou EGing Photovoltaic Technology Co Ltd | EG-575NT72-HL/BF-DG (IEC 61215-2021) | 2024-06-26 | 2027-06-26 | Yes
Changzhou EGing Photovoltaic Technology Co Ltd | EG-575NT72-HLV (IEC 61215-2021) | 2024-06-26 | 2027-06-26 | Yes
Changzhou EGing Photovoltaic Technology Co Ltd | EG-580NT72-HL/BF-DG (IEC 61215-2021) | 2024-06-26 | 2027-06-26 | Yes
Changzhou EGing Photovoltaic Technology Co Ltd | EG-580NT72-HLV (IEC 61215-2021) | 2024-06-26 | 2027-06-26 | Yes
Changzhou EGing Photovoltaic Technology Co Ltd | EG-585NT72-HL/BF-DG (IEC 61215-2021) | 2024-06-26 | 2027-06-26 | Yes
Changzhou EGing Photovoltaic Technology Co Ltd | EG-585NT72-HLV (IEC 61215-2021) | 2024-06-26 | 2027-06-26 | Yes
Changzhou EGing Photovoltaic Technology Co Ltd | EG-590NT72-HL/BF-DG (IEC 61215-2021) | 2025-02-11 | 2028-02-11 | Yes
Changzhou EGing Photovoltaic Technology Co Ltd | EG-590NT72-HLV (IEC 61215-2021) | 2025-02-11 | 2028-02-11 | Yes
Changzhou EGing Photovoltaic Technology Co Ltd | EG-595NT72-HL/BF-DG (IEC 61215-2021) | 2025-02-11 | 2028-02-11 | Yes
Changzhou EGing Photovoltaic Technology Co Ltd | EG-595NT72-HLV (IEC 61215-2021) | 2025-02-11 | 2028-02-11 | Yes
Changzhou EGing Photovoltaic Technology Co Ltd | EG-610NT72-HRaV (IEC 61215-2021) | 2024-10-17 | 2027-10-17 | Yes
Changzhou EGing Photovoltaic Technology Co Ltd | EG-615NT72-HRaV (IEC 61215-2021) | 2024-10-17 | 2027-10-17 | Yes
Changzhou EGing Photovoltaic Technology Co Ltd | EG-620NT66-HRC/BF-DG (IEC 61215-2021) | 2025-02-11 | 2028-02-11 | Yes
Changzhou EGing Photovoltaic Technology Co Ltd | EG-625NT66-HRC/BF-DG (IEC 61215-2021) | 2025-02-11 | 2028-02-11 | Yes
Changzhou EGing Photovoltaic Technology Co Ltd | EG-630NT66-HRC/BF-DG (IEC 61215-2021) | 2025-02-11 | 2028-02-11 | Yes
Chint New Energy Technology Co Ltd | CHSM48RN(DG)(BLH)/F-BH-440 (IEC 61215-2021) | 2025-03-05 | 2028-03-05 | Yes
Chint New Energy Technology Co Ltd | CHSM48RN(DG)(BLH)/F-BH-445 (IEC 61215-2021) | 2025-03-05 | 2028-03-05 | Yes
Chint New Energy Technology Co Ltd | CHSM48RN(DG)(BLH)/F-BH-450 (IEC 61215-2021) | 2025-03-05 | 2028-03-05 | Yes
Chint New Energy Technology Co Ltd | CHSM48RN(DG)(BLH)/F-BH-455 (IEC 61215-2021) | 2025-03-05 | 2028-03-05 | Yes
Chint New Energy Technology Co Ltd | CHSM48RN(DG)(BLH)/F-BH-460 (IEC 61215-2021) | 2025-10-27 | 2028-10-27 | Yes
Chint New Energy Technology Co Ltd | CHSM48RN(DG)(BLH)/F-BH-465 (IEC 61215-2021) | 2025-10-27 | 2028-10-27 | Yes
Chint New Energy Technology Co Ltd | CHSM48RN(DG)(BLH)/F-BH-470 (IEC 61215-2021) | 2025-11-27 | 2028-11-27 | Yes
Chint New Energy Technology Co Ltd | CHSM48RN(DG)/F-BH-440 (IEC 61215-2021) | 2025-03-05 | 2028-03-05 | Yes
Chint New Energy Technology Co Ltd | CHSM48RN(DG)/F-BH-445 (IEC 61215-2021) | 2025-03-05 | 2028-03-05 | Yes
Chint New Energy Technology Co Ltd | CHSM48RN(DG)/F-BH-450 (IEC 61215-2021) | 2025-03-05 | 2028-03-05 | Yes
Chint New Energy Technology Co Ltd | CHSM48RN(DG)/F-BH-455 (IEC 61215-2021) | 2025-03-05 | 2028-03-05 | Yes
Chint New Energy Technology Co Ltd | CHSM48RN(DG)/F-BH-460 (IEC 61215-2021) | 2025-10-27 | 2028-10-27 | Yes
Chint New Energy Technology Co Ltd | CHSM48RN(DG)/F-BH-465 (IEC 61215-2021) | 2025-10-27 | 2028-10-27 | Yes
Chint New Energy Technology Co Ltd | CHSM48RN(DG)/F-BH-470 (IEC 61215-2021) | 2025-10-27 | 2028-10-27 | Yes
Chint New Energy Technology Co Ltd | CHSM48RN(DG)/F-BH-475 (IEC 61215-2021) | 2025-11-27 | 2028-11-27 | Yes
Chint New Energy Technology Co Ltd | CHSM48RN(DGT)(BLH)/F-BH-440 (IEC 61215-2021) | 2025-03-05 | 2028-03-05 | Yes
Chint New Energy Technology Co Ltd | CHSM48RN(DGT)(BLH)/F-BH-445 (IEC 61215-2021) | 2025-03-05 | 2028-03-05 | Yes
Chint New Energy Technology Co Ltd | CHSM48RN(DGT)(BLH)/F-BH-450 (IEC 61215-2021) | 2025-03-05 | 2028-03-05 | Yes
Chint New Energy Technology Co Ltd | CHSM48RN(DGT)(BLH)/F-BH-455 (IEC 61215-2021) | 2025-03-05 | 2028-03-05 | Yes
Chint New Energy Technology Co Ltd | CHSM48RN(DGT)(BLH)/F-BH-460 (IEC 61215-2021) | 2025-10-27 | 2028-10-27 | Yes
Chint New Energy Technology Co Ltd | CHSM48RN(DGT)(BLH)/F-BH-465 (IEC 61215-2021) | 2025-10-27 | 2028-10-27 | Yes
Chint New Energy Technology Co Ltd | CHSM48RN(DGT)(BLH)/F-BH-470 (IEC 61215-2021) | 2025-11-27 | 2028-11-27 | Yes
Chint New Energy Technology Co Ltd | CHSM54M-HC-415 | 2022-10-21 | 2025-03-31 | Yes
Chint New Energy Technology Co Ltd | CHSM54N(BLH)-HC-415 (2016 / 2021) | 2024-03-15 | 2027-03-15 | Yes
Chint New Energy Technology Co Ltd | CHSM54N(BLH)-HC-415 (IEC 61215-2021) | 2024-12-23 | 2027-12-23 | Yes
Chint New Energy Technology Co Ltd | CHSM54N(BLH)-HC-435 (2016 / 2021) | 2024-03-15 | 2027-03-15 | Yes
Chint New Energy Technology Co Ltd | CHSM54N(BLH)-HC-435 (IEC 61215-2021) | 2024-12-23 | 2027-12-23 | Yes
Chint New Energy Technology Co Ltd | CHSM54N(DG)/F-HC-430 | 2022-12-16 | 2025-03-31 | Yes
Chint New Energy Technology Co Ltd | CHSM54N(DG)/F-HC-430 (2016 / 2021) | 2024-03-15 | 2027-03-15 | Yes
Chint New Energy Technology Co Ltd | CHSM54N(DG)/F-HC-430 (IEC 61215-2021) | 2024-12-23 | 2027-12-23 | Yes
Chint New Energy Technology Co Ltd | CHSM54N(DG)/F-HC-435 | 2022-12-16 | 2025-03-31 | Yes
Chint New Energy Technology Co Ltd | CHSM54N(DG)/F-HC-435 (2016 / 2021) | 2024-03-15 | 2027-03-15 | Yes
Chint New Energy Technology Co Ltd | CHSM54N(DG)/F-HC-435 (IEC 61215-2021) | 2024-12-23 | 2027-12-23 | Yes
Chint New Energy Technology Co Ltd | CHSM54N(DG)/F-HC-440 (2016 / 2021) | 2024-03-15 | 2027-03-15 | Yes
Chint New Energy Technology Co Ltd | CHSM54N(DG)/F-HC-440 (IEC 61215-2021) | 2024-12-23 | 2027-12-23 | Yes
Chint New Energy Technology Co Ltd | CHSM54N-HC-415 | 2022-10-21 | 2025-03-31 | Yes
Chint New Energy Technology Co Ltd | CHSM54N-HC-430 (2016 / 2021) | 2024-03-15 | 2027-03-15 | Yes
Chint New Energy Technology Co Ltd | CHSM54N-HC-430 (IEC 61215-2021) | 2024-12-23 | 2027-12-23 | Yes
Chint New Energy Technology Co Ltd | CHSM54N-HC-435 (2016 / 2021) | 2024-03-15 | 2027-03-15 | Yes
Chint New Energy Technology Co Ltd | CHSM54N-HC-435 (IEC 61215-2021) | 2024-12-23 | 2027-12-23 | Yes
Chint New Energy Technology Co Ltd | CHSM54N-HC-440 | 2022-10-21 | 2025-03-31 | Yes
Chint New Energy Technology Co Ltd | CHSM54N-HC-440 (2016 / 2021) | 2024-03-15 | 2027-03-15 | Yes
Chint New Energy Technology Co Ltd | CHSM54N-HC-440 (IEC 61215-2021) | 2024-12-23 | 2027-12-23 | Yes
Chint New Energy Technology Co Ltd | CHSM54N-HC-450 (IEC 61215-2021) | 2024-12-11 | 2027-12-11 | Yes
Chint New Energy Technology Co Ltd | CHSM54N-HC-455 (IEC 61215-2021) | 2024-12-11 | 2027-12-11 | Yes
Chint New Energy Technology Co Ltd | CHSM54RN(DG)/F-BH-495 (IEC 61215-2021) | 2025-03-05 | 2028-03-05 | Yes
Chint New Energy Technology Co Ltd | CHSM54RN(DG)/F-BH-500 (IEC 61215-2021) | 2025-03-05 | 2028-03-05 | Yes
Chint New Energy Technology Co Ltd | CHSM54RN(DG)/F-BH-505 (IEC 61215-2021) | 2025-03-05 | 2028-03-05 | Yes
Chint New Energy Technology Co Ltd | CHSM54RN(DG)/F-BH-510 (IEC 61215-2021) | 2025-03-05 | 2028-03-05 | Yes
Chint New Energy Technology Co Ltd | CHSM54RN(DG)/F-BH-515 (IEC 61215-2021) | 2025-10-27 | 2028-10-27 | Yes
Chint New Energy Technology Co Ltd | CHSM54RN(DG)/F-BH-520 (IEC 61215-2021) | 2025-10-27 | 2028-10-27 | Yes
Chint New Energy Technology Co Ltd | CHSM54RN(DG)/F-BH-525 (IEC 61215-2021) | 2025-10-27 | 2028-10-27 | Yes
Chint New Energy Technology Co Ltd | CHSM54RN(DG)/F-BH-530 (IEC 61215-2021) | 2025-10-27 | 2028-10-27 | Yes
Chint New Energy Technology Co Ltd | CHSM54RN(DGT)(BLH)/F-BH-495 (IEC 61215-2021) | 2025-03-05 | 2028-03-05 | Yes
Chint New Energy Technology Co Ltd | CHSM54RN(DGT)(BLH)/F-BH-500 (IEC 61215-2021) | 2025-03-05 | 2028-03-05 | Yes
Chint New Energy Technology Co Ltd | CHSM54RN(DGT)(BLH)/F-BH-505 (IEC 61215-2021) | 2025-03-05 | 2028-03-05 | Yes
Chint New Energy Technology Co Ltd | CHSM54RN(DGT)(BLH)/F-BH-510 (IEC 61215-2021) | 2025-03-05 | 2028-03-05 | Yes
Chint New Energy Technology Co Ltd | CHSM54RN(DGT)(BLH)/F-BH-515 (IEC 61215-2021) | 2025-10-27 | 2028-10-27 | Yes
Chint New Energy Technology Co Ltd | CHSM54RN(DGT)(BLH)/F-BH-520 (IEC 61215-2021) | 2025-10-27 | 2028-10-27 | Yes
Chint New Energy Technology Co Ltd | CHSM54RN(DGT)(BLH)/F-BH-525 (IEC 61215-2021) | 2025-10-27 | 2028-10-27 | Yes
Chint New Energy Technology Co Ltd | CHSM54RNs(DG)(BLH)/F-BH-440 (2016 / 2021) | 2024-06-18 | 2027-06-18 | Yes
Chint New Energy Technology Co Ltd | CHSM54RNs(DG)(BLH)/F-BH-440 (IEC 61215-2021) | 2024-12-23 | 2027-12-23 | Yes
Chint New Energy Technology Co Ltd | CHSM54RNs(DG)(BLH)/F-BH-445 (2016 / 2021) | 2024-06-18 | 2027-06-18 | Yes
Chint New Energy Technology Co Ltd | CHSM54RNs(DG)(BLH)/F-BH-445 (IEC 61215-2021) | 2024-12-23 | 2027-12-23 | Yes
Chint New Energy Technology Co Ltd | CHSM54RNs(DG)(BLH)/F-BH-450 (2016 / 2021) | 2024-06-18 | 2027-06-18 | Yes
Chint New Energy Technology Co Ltd | CHSM54RNs(DG)(BLH)/F-BH-450 (IEC 61215-2021) | 2024-12-23 | 2027-12-23 | Yes
Chint New Energy Technology Co Ltd | CHSM54RNs(DG)(BLH)/F-BH-455 (IEC 61215-2021) | 2024-12-11 | 2027-12-11 | Yes
Chint New Energy Technology Co Ltd | CHSM54RNs(DG)/F-BH-440 (2016 / 2021) | 2024-06-18 | 2027-06-18 | Yes
Chint New Energy Technology Co Ltd | CHSM54RNs(DG)/F-BH-440 (IEC 61215-2021) | 2024-12-23 | 2027-12-23 | Yes
Chint New Energy Technology Co Ltd | CHSM54RNs(DG)/F-BH-445 (2016 / 2021) | 2024-06-18 | 2027-06-18 | Yes
Chint New Energy Technology Co Ltd | CHSM54RNs(DG)/F-BH-445 (IEC 61215-2021) | 2024-12-23 | 2027-12-23 | Yes
Chint New Energy Technology Co Ltd | CHSM54RNs(DG)/F-BH-450 (2016 / 2021) | 2024-06-18 | 2027-06-18 | Yes
Chint New Energy Technology Co Ltd | CHSM54RNs(DG)/F-BH-450 (IEC 61215-2021) | 2024-12-23 | 2027-12-23 | Yes
Chint New Energy Technology Co Ltd | CHSM54RNs(DG)/F-BH-455 (IEC 61215-2021) | 2024-12-11 | 2027-12-11 | Yes
Chint New Energy Technology Co Ltd | CHSM54RNs(DG)/F-BH-460 (IEC 61215-2021) | 2024-12-11 | 2027-12-11 | Yes
Chint New Energy Technology Co Ltd | CHSM54RNs(DG)/F-HC-440 (2016 / 2021) | 2024-06-18 | 2027-06-18 | Yes
Chint New Energy Technology Co Ltd | CHSM54RNs(DG)/F-HC-440 (IEC 61215-2021) | 2024-12-23 | 2027-12-23 | Yes
Chint New Energy Technology Co Ltd | CHSM54RNs(DG)/F-HC-445 (2016 / 2021) | 2024-06-18 | 2027-06-18 | Yes
Chint New Energy Technology Co Ltd | CHSM54RNs(DG)/F-HC-445 (IEC 61215-2021) | 2024-12-23 | 2027-12-23 | Yes
Chint New Energy Technology Co Ltd | CHSM54RNs(DGT)(BLH)/F-BH-440 (2016 / 2021) | 2024-06-18 | 2027-06-18 | Yes
Chint New Energy Technology Co Ltd | CHSM54RNs(DGT)(BLH)/F-BH-440 (IEC 61215-2021) | 2024-12-23 | 2027-12-23 | Yes
Chint New Energy Technology Co Ltd | CHSM54RNs(DGT)(BLH)/F-BH-445 (2016 / 2021) | 2024-06-18 | 2027-06-18 | Yes
Chint New Energy Technology Co Ltd | CHSM54RNs(DGT)(BLH)/F-BH-445 (IEC 61215-2021) | 2024-12-23 | 2027-12-23 | Yes
Chint New Energy Technology Co Ltd | CHSM54RNs(DGT)(BLH)/F-BH-450 (2016 / 2021) | 2024-06-18 | 2027-06-18 | Yes
Chint New Energy Technology Co Ltd | CHSM54RNs(DGT)(BLH)/F-BH-450 (IEC 61215-2021) | 2024-12-23 | 2027-12-23 | Yes
Chint New Energy Technology Co Ltd | CHSM54RNs(DGT)(BLH)/F-BH-455 (IEC 61215-2021) | 2024-12-11 | 2027-12-11 | Yes
Chint New Energy Technology Co Ltd | CHSM54RNs(DGT)/F-BH-440 (2016 / 2021) | 2024-06-18 | 2027-06-18 | Yes
Chint New Energy Technology Co Ltd | CHSM54RNs(DGT)/F-BH-440 (IEC 61215-2021) | 2024-12-23 | 2027-12-23 | Yes
Chint New Energy Technology Co Ltd | CHSM54RNs(DGT)/F-BH-445 (2016 / 2021) | 2024-06-18 | 2027-06-18 | Yes
Chint New Energy Technology Co Ltd | CHSM54RNs(DGT)/F-BH-445 (IEC 61215-2021) | 2024-12-23 | 2027-12-23 | Yes
Chint New Energy Technology Co Ltd | CHSM54RNs(DGT)/F-BH-450 (2016 / 2021) | 2024-06-18 | 2027-06-18 | Yes
Chint New Energy Technology Co Ltd | CHSM54RNs(DGT)/F-BH-450 (IEC 61215-2021) | 2024-12-23 | 2027-12-23 | Yes
Chint New Energy Technology Co Ltd | CHSM60M-HC-450 | 2022-10-21 | 2025-03-31 | Yes
Chint New Energy Technology Co Ltd | CHSM60N(DG)/F-HC-475 | 2022-12-16 | 2025-03-31 | Yes
Chint New Energy Technology Co Ltd | CHSM60N(DG)/F-HC-475 (2016 / 2021) | 2024-03-15 | 2027-03-15 | Yes
Chint New Energy Technology Co Ltd | CHSM60N(DG)/F-HC-475 (IEC 61215-2021) | 2024-12-23 | 2027-12-23 | Yes
Chint New Energy Technology Co Ltd | CHSM60N(DG)/F-HC-480 (2016 / 2021) | 2024-03-15 | 2027-03-15 | Yes
Chint New Energy Technology Co Ltd | CHSM60N(DG)/F-HC-480 (IEC 61215-2021) | 2024-12-23 | 2027-12-23 | Yes
Chint New Energy Technology Co Ltd | CHSM60N(DG)/F-HC-485 (IEC 61215-2021) | 2024-12-11 | 2027-12-11 | Yes
Chint New Energy Technology Co Ltd | CHSM60N(DG)/F-HC-490 (IEC 61215-2021) | 2024-12-11 | 2027-12-11 | Yes
Chint New Energy Technology Co Ltd | CHSM60RNs(DG)(BLH)/F-BH-495 (IEC 61215-2021) | 2024-12-17 | 2027-12-17 | Yes
Chint New Energy Technology Co Ltd | CHSM60RNs(DG)(BLH)/F-BH-500 (IEC 61215-2021) | 2024-12-17 | 2027-12-17 | Yes
Chint New Energy Technology Co Ltd | CHSM60RNs(DG)(BLH)/F-BH-505 (IEC 61215-2021) | 2024-12-17 | 2027-12-17 | Yes
Chint New Energy Technology Co Ltd | CHSM60RNs(DG)(BLH)/F-BH-510 (IEC 61215-2021) | 2024-12-17 | 2027-12-17 | Yes
Chint New Energy Technology Co Ltd | CHSM60RNs(DG)/F-BH-495 (IEC 61215-2021) | 2024-12-17 | 2027-12-17 | Yes
Chint New Energy Technology Co Ltd | CHSM60RNs(DG)/F-BH-500 (IEC 61215-2021) | 2024-12-17 | 2027-12-17 | Yes
Chint New Energy Technology Co Ltd | CHSM60RNs(DG)/F-BH-505 (IEC 61215-2021) | 2024-12-17 | 2027-12-17 | Yes
Chint New Energy Technology Co Ltd | CHSM60RNs(DG)/F-BH-510 (IEC 61215-2021) | 2024-12-17 | 2027-12-17 | Yes
Chint New Energy Technology Co Ltd | CHSM60RNs(DGT)(BLH)/F-BH-495 (IEC 61215-2021) | 2024-12-17 | 2027-12-17 | Yes
Chint New Energy Technology Co Ltd | CHSM60RNs(DGT)(BLH)/F-BH-500 (IEC 61215-2021) | 2024-12-17 | 2027-12-17 | Yes
Chint New Energy Technology Co Ltd | CHSM60RNs(DGT)(BLH)/F-BH-505 (IEC 61215-2021) | 2024-12-17 | 2027-12-17 | Yes
Chint New Energy Technology Co Ltd | CHSM60RNs(DGT)(BLH)/F-BH-510 (IEC 61215-2021) | 2024-12-17 | 2027-12-17 | Yes
Chint New Energy Technology Co Ltd | CHSM66N(DG)/F-BH-700 (IEC 61215-2021) | 2024-12-17 | 2027-12-17 | Yes
Chint New Energy Technology Co Ltd | CHSM66N(DG)/F-BH-705 (IEC 61215-2021) | 2024-12-17 | 2027-12-17 | Yes
Chint New Energy Technology Co Ltd | CHSM66N(DG)/F-BH-710 (IEC 61215-2021) | 2024-12-17 | 2027-12-17 | Yes
Chint New Energy Technology Co Ltd | CHSM66N(DG)/F-BH-715 (IEC 61215-2021) | 2024-12-17 | 2027-12-17 | Yes
Chint New Energy Technology Co Ltd | CHSM66N(DG)/F-BH-720 (IEC 61215-2021) | 2024-12-17 | 2027-12-17 | Yes
Chint New Energy Technology Co Ltd | CHSM66N(DG)/F-BH-725 (IEC 61215-2021) | 2025-11-27 | 2028-11-27 | Yes
Chint New Energy Technology Co Ltd | CHSM66N(DG)/F-BH-730 (IEC 61215-2021) | 2025-11-27 | 2028-11-27 | Yes
Chint New Energy Technology Co Ltd | CHSM66N(DG)/F-BH-735 (IEC 61215-2021) | 2025-11-27 | 2028-11-27 | Yes
Chint New Energy Technology Co Ltd | CHSM66RN(DG)/F-BH-600 (2016 / 2021) | 2024-06-18 | 2027-06-18 | Yes
Chint New Energy Technology Co Ltd | CHSM66RN(DG)/F-BH-600 (IEC 61215-2021) | 2024-12-23 | 2027-12-23 | Yes
Chint New Energy Technology Co Ltd | CHSM66RN(DG)/F-BH-605 (2016 / 2021) | 2024-06-18 | 2027-06-18 | Yes
Chint New Energy Technology Co Ltd | CHSM66RN(DG)/F-BH-605 (IEC 61215-2021) | 2024-12-23 | 2027-12-23 | Yes
Chint New Energy Technology Co Ltd | CHSM66RN(DG)/F-BH-610 (2016 / 2021) | 2024-06-18 | 2027-06-18 | Yes
Chint New Energy Technology Co Ltd | CHSM66RN(DG)/F-BH-610 (IEC 61215-2021) | 2024-12-23 | 2027-12-23 | Yes
Chint New Energy Technology Co Ltd | CHSM66RN(DG)/F-BH-615 (IEC 61215-2021) | 2024-12-11 | 2027-12-11 | Yes
Chint New Energy Technology Co Ltd | CHSM66RN(DG)/F-BH-620 (IEC 61215-2021) | 2024-12-17 | 2027-12-17 | Yes
Chint New Energy Technology Co Ltd | CHSM66RN(DG)/F-BH-625 (IEC 61215-2021) | 2024-12-17 | 2027-12-17 | Yes
Chint New Energy Technology Co Ltd | CHSM66RN(DG)/F-BH-630 (IEC 61215-2021) | 2024-12-17 | 2027-12-17 | Yes
Chint New Energy Technology Co Ltd | CHSM66RN(DG)/F-BH-635 (IEC 61215-2021) | 2025-10-27 | 2028-10-27 | Yes
Chint New Energy Technology Co Ltd | CHSM66RN(DG)/F-BH-640 (IEC 61215-2021) | 2025-10-27 | 2028-10-27 | Yes
Chint New Energy Technology Co Ltd | CHSM66RN(DG)/F-BH-645 (IEC 61215-2021) | 2025-10-27 | 2028-10-27 | Yes
Chint New Energy Technology Co Ltd | CHSM66RN(DG)/F-BH-650 (IEC 61215-2021) | 2025-10-27 | 2028-10-27 | Yes
Chint New Energy Technology Co Ltd | CHSM66RN(DG)/F-HC-600 (2016 / 2021) | 2024-06-18 | 2027-06-18 | Yes
Chint New Energy Technology Co Ltd | CHSM66RN(DG)/F-HC-600 (IEC 61215-2021) | 2024-12-23 | 2027-12-23 | Yes
Chint New Energy Technology Co Ltd | CHSM66RN(DG)/F-HC-605 (2016 / 2021) | 2024-06-18 | 2027-06-18 | Yes
Chint New Energy Technology Co Ltd | CHSM66RN(DG)/F-HC-605 (IEC 61215-2021) | 2024-12-23 | 2027-12-23 | Yes
Chint New Energy Technology Co Ltd | CHSM66RN(DG)/F-HC-610 (2016 / 2021) | 2024-06-18 | 2027-06-18 | Yes
Chint New Energy Technology Co Ltd | CHSM66RN(DG)/F-HC-610 (IEC 61215-2021) | 2024-12-23 | 2027-12-23 | Yes
Chint New Energy Technology Co Ltd | CHSM72M-HC-545 | 2022-10-21 | 2025-03-31 | Yes
Chint New Energy Technology Co Ltd | CHSM72M-HC-550 | 2022-10-21 | 2025-03-31 | Yes
Chint New Energy Technology Co Ltd | CHSM72M-HC-555 | 2022-10-21 | 2025-03-31 | Yes
Chint New Energy Technology Co Ltd | CHSM72N(DG)/F-BH-575 (2016 / 2021) | 2024-03-15 | 2027-03-15 | Yes
Chint New Energy Technology Co Ltd | CHSM72N(DG)/F-BH-575 (IEC 61215-2021) | 2024-12-23 | 2027-12-23 | Yes
Chint New Energy Technology Co Ltd | CHSM72N(DG)/F-BH-580 (2016 / 2021) | 2024-03-15 | 2027-03-15 | Yes
Chint New Energy Technology Co Ltd | CHSM72N(DG)/F-BH-580 (IEC 61215-2021) | 2024-12-23 | 2027-12-23 | Yes
Chint New Energy Technology Co Ltd | CHSM72N(DG)/F-BH-585 (IEC 61215-2021) | 2024-12-11 | 2027-12-11 | Yes
Chint New Energy Technology Co Ltd | CHSM72N(DG)/F-BH-590 (IEC 61215-2021) | 2024-12-11 | 2027-12-11 | Yes
Chint New Energy Technology Co Ltd | CHSM72N(DG)/F-BH-595 (IEC 61215-2021) | 2024-12-11 | 2027-12-11 | Yes
Chint New Energy Technology Co Ltd | CHSM72N(DG)/F-BH-600 (IEC 61215-2021) | 2024-12-11 | 2027-12-11 | Yes
Chint New Energy Technology Co Ltd | CHSM72N(DG)/F-BH-605 (IEC 61215-2021) | 2024-12-11 | 2027-12-11 | Yes
Chint New Energy Technology Co Ltd | CHSM72N(DG)/F-BH-610 (IEC 61215-2021) | 2024-12-11 | 2027-12-11 | Yes
Chint New Energy Technology Co Ltd | CHSM72N(DG)/F-HC-575 (2016 / 2021) | 2024-03-15 | 2027-03-15 | Yes
Chint New Energy Technology Co Ltd | CHSM72N(DG)/F-HC-575 (IEC 61215-2021) | 2024-12-23 | 2027-12-23 | Yes
Chint New Energy Technology Co Ltd | CHSM72N(DG)/F-HC-580 (2016 / 2021) | 2024-03-15 | 2027-03-15 | Yes
Chint New Energy Technology Co Ltd | CHSM72N(DG)/F-HC-580 (IEC 61215-2021) | 2024-12-23 | 2027-12-23 | Yes
Chint New Energy Technology Co Ltd | CHSM72N-HC-580 (2016 / 2021) | 2024-03-15 | 2027-03-15 | Yes
Chint New Energy Technology Co Ltd | CHSM72N-HC-580 (IEC 61215-2021) | 2024-12-23 | 2027-12-23 | Yes
Chint New Energy Technology Co Ltd | CHSM72N-HC-585 (2016 / 2021) | 2024-03-15 | 2027-03-15 | Yes
Chint New Energy Technology Co Ltd | CHSM72N-HC-585 (IEC 61215-2021) | 2024-12-23 | 2027-12-23 | Yes
Chint New Energy Technology Co Ltd | CHSM72N-HC-590 (IEC 61215-2021) | 2024-12-11 | 2027-12-11 | Yes
Chint New Energy Technology Co Ltd | CHSM72N-HC-595 (IEC 61215-2021) | 2024-12-11 | 2027-12-11 | Yes
Chint New Energy Technology Co Ltd | CHSM78N(DG)/F-BH-620 | 2022-12-16 | 2025-03-31 | Yes
Chint New Energy Technology Co Ltd | CHSM78N(DG)/F-BH-625 | 2022-12-16 | 2025-03-31 | Yes
Chint New Energy Technology Co Ltd | CHSM78N(DG)/F-BH-625 (2016 / 2021) | 2024-03-15 | 2027-03-15 | Yes
Chint New Energy Technology Co Ltd | CHSM78N(DG)/F-BH-625 (IEC 61215-2021) | 2024-12-23 | 2027-12-23 | Yes
Chint New Energy Technology Co Ltd | CHSM78N(DG)/F-BH-630 (2016 / 2021) | 2024-03-15 | 2027-03-15 | Yes
Chint New Energy Technology Co Ltd | CHSM78N(DG)/F-BH-630 (IEC 61215-2021) | 2024-12-23 | 2027-12-23 | Yes
Chint New Energy Technology Co Ltd | CHSM78N(DG)/F-BH-635 (IEC 61215-2021) | 2024-12-11 | 2027-12-11 | Yes
Chint New Energy Technology Co Ltd | CHSM78N(DG)/F-BH-640 (IEC 61215-2021) | 2024-12-11 | 2027-12-11 | Yes
Chint New Energy Technology Co Ltd | CHSM78N(DG)/F-BH-645 (IEC 61215-2021) | 2024-12-11 | 2027-12-11 | Yes
Chint New Energy Technology Co Ltd | CHSM78N(DG)/F-BH-650 (IEC 61215-2021) | 2025-10-27 | 2028-10-27 | Yes
Chint New Energy Technology Co Ltd | CHSM78N(DG)/F-BH-655 (IEC 61215-2021) | 2025-10-27 | 2028-10-27 | Yes
ClearVue Technologies Ltd | CPV-SP-PERC-108H-350W (IEC 61215-2021) | 2025-11-27 | 2028-11-27 | Yes
ClearVue Technologies Ltd | CPV-SP-PERC-108H-365W (IEC 61215-2021) | 2025-11-27 | 2028-11-27 | Yes
ClearVue Technologies Ltd | CPV-SP-PERC-60H-190W (IEC 61215-2021) | 2025-11-27 | 2028-11-27 | Yes
ClearVue Technologies Ltd | CPV-SP-PERC-60H-200W (IEC 61215-2021) | 2025-11-27 | 2028-11-27 | Yes
ClearVue Technologies Ltd | CPV-SP-PERC-72H-230W (IEC 61215-2021) | 2025-11-27 | 2028-11-27 | Yes
ClearVue Technologies Ltd | CPV-SP-PERC-72H-240W (IEC 61215-2021) | 2025-11-27 | 2028-11-27 | Yes
ClearVue Technologies Ltd | CPV-SP-PERC-90H-290W (IEC 61215-2021) | 2025-11-27 | 2028-11-27 | Yes
ClearVue Technologies Ltd | CPV-SP-PERC-90H-300W (IEC 61215-2021) | 2025-11-27 | 2028-11-27 | Yes
ClearVue Technologies Ltd | CPV-SP-SHG-F296-300W (IEC 61215-2021) | 2025-11-27 | 2028-11-27 | Yes
ClearVue Technologies Ltd | CPV-SP-SHG-F296-310W (IEC 61215-2021) | 2025-11-27 | 2028-11-27 | Yes
ClearVue Technologies Ltd | CPV-SP-SHG-F380-385W (IEC 61215-2021) | 2025-11-27 | 2028-11-27 | Yes
ClearVue Technologies Ltd | CPV-SP-SHG-F380-395W (IEC 61215-2021) | 2025-11-27 | 2028-11-27 | Yes
ClearVue Technologies Ltd | CPV-SP-SHG-S368-275W (IEC 61215-2021) | 2025-11-27 | 2028-11-27 | Yes
ClearVue Technologies Ltd | CPV-SP-SHG-S368-285W (IEC 61215-2021) | 2025-11-27 | 2028-11-27 | Yes
ClearVue Technologies Ltd | CPV-SP-SHG-S460-345W (IEC 61215-2021) | 2025-11-27 | 2028-11-27 | Yes
ClearVue Technologies Ltd | CPV-SP-SHG-S460-360W (IEC 61215-2021) | 2025-11-27 | 2028-11-27 | Yes
CSI Solar Co Ltd | CS6.1-54TB-430 (IEC1000V) (IEC 61215-2021) | 2024-06-12 | 2027-06-12 | Yes
CSI Solar Co Ltd | CS6.1-54TB-430 (IEC1500V) (IEC 61215-2021) | 2024-06-12 | 2027-06-12 | Yes
CSI Solar Co Ltd | CS6.1-54TB-435 (IEC1000V) (IEC 61215-2021) | 2024-06-12 | 2027-06-12 | Yes
CSI Solar Co Ltd | CS6.1-54TB-435 (IEC1500V) (IEC 61215-2021) | 2024-06-12 | 2027-06-12 | Yes
CSI Solar Co Ltd | CS6.1-54TB-440 (IEC1000V) (IEC 61215-2021) | 2024-06-12 | 2027-06-12 | Yes
CSI Solar Co Ltd | CS6.1-54TB-440 (IEC1500V) (IEC 61215-2021) | 2024-06-12 | 2027-06-12 | Yes
CSI Solar Co Ltd | CS6.1-54TB-445 (IEC1000V) (IEC 61215-2021) | 2024-06-12 | 2027-06-12 | Yes
CSI Solar Co Ltd | CS6.1-54TB-445 (IEC1500V) (IEC 61215-2021) | 2024-06-12 | 2027-06-12 | Yes
CSI Solar Co Ltd | CS6.1-54TB-450 (IEC1000V) (IEC 61215-2021) | 2024-06-12 | 2027-06-12 | Yes
CSI Solar Co Ltd | CS6.1-54TB-450 (IEC1500V) (IEC 61215-2021) | 2024-06-12 | 2027-06-12 | Yes
CSI Solar Co Ltd | CS6.1-54TB-455 (IEC1000V) (IEC 61215-2021) | 2024-06-12 | 2027-06-12 | Yes
CSI Solar Co Ltd | CS6.1-54TB-455 (IEC1500V) (IEC 61215-2021) | 2024-06-12 | 2027-06-12 | Yes
CSI Solar Co Ltd | CS6.1-54TB-460 (IEC1000V) (IEC 61215-2021) | 2024-06-12 | 2027-06-12 | Yes
CSI Solar Co Ltd | CS6.1-54TB-460 (IEC1500V) (IEC 61215-2021) | 2024-06-12 | 2027-06-12 | Yes
CSI Solar Co Ltd | CS6.1-54TD-445 (IEC1500V) (IEC 61215-2021) | 2024-06-12 | 2027-06-12 | Yes
CSI Solar Co Ltd | CS6.1-54TD-450 (IEC1500V) (IEC 61215-2021) | 2024-06-12 | 2027-06-12 | Yes
CSI Solar Co Ltd | CS6.1-54TD-455 (IEC1500V) (IEC 61215-2021) | 2024-06-12 | 2027-06-12 | Yes
CSI Solar Co Ltd | CS6.1-54TD-460 (IEC1500V) (IEC 61215-2021) | 2024-06-12 | 2027-06-12 | Yes
CSI Solar Co Ltd | CS6.1-54TD-465 (IEC1500V) (IEC 61215-2021) | 2024-06-12 | 2027-06-12 | Yes
CSI Solar Co Ltd | CS6.1-54TD-470 (IEC1500V) (IEC 61215-2021) | 2024-06-12 | 2027-06-12 | Yes
CSI Solar Co Ltd | CS6.1-60TB-485 (IEC1000V) (IEC 61215-2021) | 2024-06-12 | 2027-06-12 | Yes
CSI Solar Co Ltd | CS6.1-60TB-485 (IEC1500V) (IEC 61215-2021) | 2024-06-12 | 2027-06-12 | Yes
CSI Solar Co Ltd | CS6.1-60TB-490 (IEC1000V) (IEC 61215-2021) | 2024-06-12 | 2027-06-12 | Yes
CSI Solar Co Ltd | CS6.1-60TB-490 (IEC1500V) (IEC 61215-2021) | 2024-06-12 | 2027-06-12 | Yes
CSI Solar Co Ltd | CS6.1-60TB-495 (IEC1000V) (IEC 61215-2021) | 2024-06-12 | 2027-06-12 | Yes
CSI Solar Co Ltd | CS6.1-60TB-495 (IEC1500V) (IEC 61215-2021) | 2024-06-12 | 2027-06-12 | Yes
CSI Solar Co Ltd | CS6.1-60TB-500 (IEC1000V) (IEC 61215-2021) | 2024-06-12 | 2027-06-12 | Yes
CSI Solar Co Ltd | CS6.1-60TB-500 (IEC1500V) (IEC 61215-2021) | 2024-06-12 | 2027-06-12 | Yes
CSI Solar Co Ltd | CS6.1-60TB-505 (IEC1000V) (IEC 61215-2021) | 2024-06-12 | 2027-06-12 | Yes
CSI Solar Co Ltd | CS6.1-60TB-505 (IEC1500V) (IEC 61215-2021) | 2024-06-12 | 2027-06-12 | Yes
CSI Solar Co Ltd | CS6.1-60TB-510 (IEC1000V) (IEC 61215-2021) | 2024-06-12 | 2027-06-12 | Yes
CSI Solar Co Ltd | CS6.1-60TB-510 (IEC1500V) (IEC 61215-2021) | 2024-06-12 | 2027-06-12 | Yes
CSI Solar Co Ltd | CS6.1-60TB-515 (IEC1000V) (IEC 61215-2021) | 2024-06-12 | 2027-06-12 | Yes
CSI Solar Co Ltd | CS6.1-60TB-515 (IEC1500V) (IEC 61215-2021) | 2024-06-12 | 2027-06-12 | Yes
CSI Solar Co Ltd | CS6.1-60TB-520 (IEC1000V) (IEC 61215-2021) | 2024-06-12 | 2027-06-12 | Yes
CSI Solar Co Ltd | CS6.1-60TB-520 (IEC1500V) (IEC 61215-2021) | 2024-06-12 | 2027-06-12 | Yes
CSI Solar Co Ltd | CS6.1-60TM-495(IEC1500V) (IEC 61215-2021) | 2024-06-12 | 2027-06-12 | Yes
CSI Solar Co Ltd | CS6.1-60TM-500 (IEC1500V) (IEC 61215-2021) | 2024-06-12 | 2027-06-12 | Yes
CSI Solar Co Ltd | CS6.1-60TM-505 (IEC1500V) (IEC 61215-2021) | 2024-06-12 | 2027-06-12 | Yes
CSI Solar Co Ltd | CS6.1-60TM-510 (IEC1500V) (IEC 61215-2021) | 2024-06-12 | 2027-06-12 | Yes
CSI Solar Co Ltd | CS6.1-60TM-515 (IEC1500V) (IEC 61215-2021) | 2024-06-12 | 2027-06-12 | Yes
CSI Solar Co Ltd | CS6.1-60TM-520 (IEC1500V) (IEC 61215-2021) | 2024-06-12 | 2027-06-12 | Yes
CSI Solar Co Ltd | CS6.1-60TM-525 (IEC1500V) (IEC 61215-2021) | 2024-06-12 | 2027-06-12 | Yes
CSI Solar Co Ltd | CS6.1-72TB-590 (IEC1000V) (IEC 61215-2021) | 2024-06-12 | 2027-06-12 | Yes
CSI Solar Co Ltd | CS6.1-72TB-590 (IEC1500V) (IEC 61215-2021) | 2024-06-12 | 2027-06-12 | Yes
CSI Solar Co Ltd | CS6.1-72TB-595 (IEC1000V) (IEC 61215-2021) | 2024-06-12 | 2027-06-12 | Yes
CSI Solar Co Ltd | CS6.1-72TB-595 (IEC1500V) (IEC 61215-2021) | 2024-06-12 | 2027-06-12 | Yes
CSI Solar Co Ltd | CS6.1-72TB-600 (IEC1000V) (IEC 61215-2021) | 2024-06-12 | 2027-06-12 | Yes
CSI Solar Co Ltd | CS6.1-72TB-600 (IEC1500V) (IEC 61215-2021) | 2024-06-12 | 2027-06-12 | Yes
CSI Solar Co Ltd | CS6.1-72TB-605 (IEC1000V) (IEC 61215-2021) | 2024-06-12 | 2027-06-12 | Yes
CSI Solar Co Ltd | CS6.1-72TB-605 (IEC1500V) (IEC 61215-2021) | 2024-06-12 | 2027-06-12 | Yes
CSI Solar Co Ltd | CS6.1-72TB-610 (IEC1000V) (IEC 61215-2021) | 2024-06-12 | 2027-06-12 | Yes
CSI Solar Co Ltd | CS6.1-72TB-610 (IEC1500V) (IEC 61215-2021) | 2024-06-12 | 2027-06-12 | Yes
CSI Solar Co Ltd | CS6.1-72TB-615 (IEC1000V) (IEC 61215-2021) | 2024-06-12 | 2027-06-12 | Yes
CSI Solar Co Ltd | CS6.1-72TB-615 (IEC1500V) (IEC 61215-2021) | 2024-06-12 | 2027-06-12 | Yes
CSI Solar Co Ltd | CS6.1-72TB-620 (IEC1000V) (IEC 61215-2021) | 2024-06-12 | 2027-06-12 | Yes
CSI Solar Co Ltd | CS6.1-72TB-620 (IEC1500V) (IEC 61215-2021) | 2024-06-12 | 2027-06-12 | Yes
CSI Solar Co Ltd | CS6.1-72TB-625 (IEC1000V) (IEC 61215-2021) | 2024-06-12 | 2027-06-12 | Yes
CSI Solar Co Ltd | CS6.1-72TB-625 (IEC1500V) (IEC 61215-2021) | 2024-06-12 | 2027-06-12 | Yes
CSI Solar Co Ltd | CS6.1-72TD-595 (IEC1500V) (IEC 61215-2021) | 2024-06-12 | 2027-06-12 | Yes
CSI Solar Co Ltd | CS6.1-72TD-600 (IEC1500V) (IEC 61215-2021) | 2024-06-12 | 2027-06-12 | Yes
CSI Solar Co Ltd | CS6.1-72TD-605 (IEC1500V) | 2023-02-03 | 2025-03-31 | Yes
CSI Solar Co Ltd | CS6.1-72TD-605 (IEC1500V) (IEC 61215-2021) | 2024-06-12 | 2027-06-12 | Yes
CSI Solar Co Ltd | CS6.1-72TD-610 (IEC1500V) (IEC 61215-2021) | 2024-06-12 | 2027-06-12 | Yes
CSI Solar Co Ltd | CS6.1-72TD-615 (IEC1500V) (IEC 61215-2021) | 2024-06-12 | 2027-06-12 | Yes
CSI Solar Co Ltd | CS6.1-72TD-620 (IEC1500V) (IEC 61215-2021) | 2024-06-12 | 2027-06-12 | Yes
CSI Solar Co Ltd | CS6.1-72TD-625 (IEC1500V) (IEC 61215-2021) | 2024-06-12 | 2027-06-12 | Yes
CSI Solar Co Ltd | CS6.2-48TD-440 (IEC1500V) (IEC 61215-2021) | 2025-02-14 | 2028-02-14 | Yes
CSI Solar Co Ltd | CS6.2-48TD-445 (IEC1500V) (IEC 61215-2021) | 2025-02-14 | 2028-02-14 | Yes
CSI Solar Co Ltd | CS6.2-48TD-450 (IEC1500V) (IEC 61215-2021) | 2025-02-14 | 2028-02-14 | Yes
CSI Solar Co Ltd | CS6.2-48TD-455 (IEC1500V) (IEC 61215-2021) | 2025-02-14 | 2028-02-14 | Yes
CSI Solar Co Ltd | CS6.2-48TD-460 (IEC1500V) (IEC 61215-2021) | 2025-02-14 | 2028-02-14 | Yes
CSI Solar Co Ltd | CS6.2-48TD-465 (IEC1500V) (IEC 61215-2021) | 2025-02-14 | 2028-02-14 | Yes
CSI Solar Co Ltd | CS6.2-48TD-470 (IEC1500V) (IEC 61215-2021) | 2025-02-14 | 2028-02-14 | Yes
CSI Solar Co Ltd | CS6.2-48TD-475 (IEC1500V) (IEC 61215-2021) | 2026-01-28 | 2029-01-28 | Yes
CSI Solar Co Ltd | CS6.2-48TD-480 (IEC1500V) (IEC 61215-2021) | 2026-01-28 | 2029-01-28 | Yes
CSI Solar Co Ltd | CS6.2-48TD-485 (IEC1500V) (IEC 61215-2021) | 2026-01-28 | 2029-01-28 | Yes
CSI Solar Co Ltd | CS6.2-48TM-435 (IEC1500V) (IEC 61215-2021) | 2025-08-08 | 2028-08-08 | Yes
CSI Solar Co Ltd | CS6.2-48TM-440 (IEC1500V) (IEC 61215-2021) | 2025-08-08 | 2028-08-08 | Yes
CSI Solar Co Ltd | CS6.2-48TM-445 (IEC1500V) (IEC 61215-2021) | 2025-08-08 | 2028-08-08 | Yes
CSI Solar Co Ltd | CS6.2-48TM-450 (IEC1500V) (IEC 61215-2021) | 2025-08-08 | 2028-08-08 | Yes
CSI Solar Co Ltd | CS6.2-48TM-455 (IEC1500V) (IEC 61215-2021) | 2025-08-08 | 2028-08-08 | Yes
CSI Solar Co Ltd | CS6.2-48TM-460 (IEC1500V) (IEC 61215-2021) | 2025-08-08 | 2028-08-08 | Yes
CSI Solar Co Ltd | CS6.2-48TM-465 (IEC1500V) (IEC 61215-2021) | 2025-08-08 | 2028-08-08 | Yes
CSI Solar Co Ltd | CS6.2-48TM-470 (IEC1500V) (IEC 61215-2021) | 2025-08-08 | 2028-08-08 | Yes
CSI Solar Co Ltd | CS6.2-48TM-475 (IEC1500V) (IEC 61215-2021) | 2026-01-28 | 2029-01-28 | Yes
CSI Solar Co Ltd | CS6.2-48TM-480 (IEC1500V) (IEC 61215-2021) | 2026-01-28 | 2029-01-28 | Yes
CSI Solar Co Ltd | CS6.2-48TM-485 (IEC1500V) (IEC 61215-2021) | 2026-01-28 | 2029-01-28 | Yes
CSI Solar Co Ltd | CS6.2-48TM-490 (IEC1500V) (IEC 61215-2021) | 2026-01-28 | 2029-01-28 | Yes
CSI Solar Co Ltd | CS6.2-54TM-485 (IEC1500V) (IEC 61215-2021) | 2025-05-02 | 2028-05-02 | Yes
CSI Solar Co Ltd | CS6.2-54TM-490 (IEC1500V) (IEC 61215-2021) | 2025-05-02 | 2028-05-02 | Yes
CSI Solar Co Ltd | CS6.2-54TM-495 (IEC1500V) (IEC 61215-2021) | 2025-05-02 | 2028-05-02 | Yes
CSI Solar Co Ltd | CS6.2-54TM-500 (IEC1500V) (IEC 61215-2021) | 2025-05-02 | 2028-05-02 | Yes
CSI Solar Co Ltd | CS6.2-54TM-505 (IEC1500V) (IEC 61215-2021) | 2025-05-02 | 2028-05-02 | Yes
CSI Solar Co Ltd | CS6.2-54TM-510 (IEC1500V) (IEC 61215-2021) | 2025-05-02 | 2028-05-02 | Yes
CSI Solar Co Ltd | CS6.2-54TM-515 (IEC1500V) (IEC 61215-2021) | 2025-05-02 | 2028-05-02 | Yes
CSI Solar Co Ltd | CS6.2-54TM-520 (IEC1500V) (IEC 61215-2021) | 2025-05-02 | 2028-05-02 | Yes
CSI Solar Co Ltd | CS6.2-54TM-525 (IEC1500V) (IEC 61215-2021) | 2025-05-02 | 2028-05-02 | Yes
CSI Solar Co Ltd | CS6.2-66HB-615 (IEC1500V) (IEC 61215-2021) | 2025-11-07 | 2028-11-07 | Yes
CSI Solar Co Ltd | CS6.2-66HB-620 (IEC1500V) (IEC 61215-2021) | 2025-11-07 | 2028-11-07 | Yes
CSI Solar Co Ltd | CS6.2-66HB-625 (IEC1500V) (IEC 61215-2021) | 2025-11-07 | 2028-11-07 | Yes
CSI Solar Co Ltd | CS6.2-66HB-625HP (IEC1500V) (IEC 61215-2021) | 2025-11-07 | 2028-11-07 | Yes
CSI Solar Co Ltd | CS6.2-66HB-630 (IEC1500V) (IEC 61215-2021) | 2025-11-07 | 2028-11-07 | Yes
CSI Solar Co Ltd | CS6.2-66HB-630HP (IEC1500V) (IEC 61215-2021) | 2025-11-07 | 2028-11-07 | Yes
CSI Solar Co Ltd | CS6.2-66HB-635 (IEC1500V) (IEC 61215-2021) | 2025-11-07 | 2028-11-07 | Yes
CSI Solar Co Ltd | CS6.2-66HB-635HP (IEC1500V) (IEC 61215-2021) | 2025-11-07 | 2028-11-07 | Yes
CSI Solar Co Ltd | CS6.2-66HB-640 (IEC1500V) (IEC 61215-2021) | 2025-11-07 | 2028-11-07 | Yes
CSI Solar Co Ltd | CS6.2-66HB-640HP (IEC1500V) (IEC 61215-2021) | 2025-11-07 | 2028-11-07 | Yes
CSI Solar Co Ltd | CS6.2-66HB-645 (IEC1500V) (IEC 61215-2021) | 2025-11-07 | 2028-11-07 | Yes
CSI Solar Co Ltd | CS6.2-66HB-645HP (IEC1500V) (IEC 61215-2021) | 2025-11-07 | 2028-11-07 | Yes
CSI Solar Co Ltd | CS6.2-66HB-650 (IEC1500V) (IEC 61215-2021) | 2025-11-07 | 2028-11-07 | Yes
CSI Solar Co Ltd | CS6.2-66HB-650HP (IEC1500V) (IEC 61215-2021) | 2025-11-07 | 2028-11-07 | Yes
CSI Solar Co Ltd | CS6.2-66HB-655 (IEC1500V) (IEC 61215-2021) | 2025-11-07 | 2028-11-07 | Yes
CSI Solar Co Ltd | CS6.2-66HB-655HP (IEC1500V) (IEC 61215-2021) | 2025-11-07 | 2028-11-07 | Yes
CSI Solar Co Ltd | CS6.2-66HB-660 (IEC1500V) (IEC 61215-2021) | 2025-11-07 | 2028-11-07 | Yes
CSI Solar Co Ltd | CS6.2-66HB-660HP (IEC1500V) (IEC 61215-2021) | 2025-11-07 | 2028-11-07 | Yes
CSI Solar Co Ltd | CS6.2-66HB-665 (IEC1500V) (IEC 61215-2021) | 2025-11-07 | 2028-11-07 | Yes
CSI Solar Co Ltd | CS6.2-66HB-665HP (IEC1500V) (IEC 61215-2021) | 2025-11-07 | 2028-11-07 | Yes
CSI Solar Co Ltd | CS6.2-66TB-570(IEC1500V) (IEC 61215-2021) | 2024-09-05 | 2027-09-05 | Yes
CSI Solar Co Ltd | CS6.2-66TB-570HP (IEC1500V) (IEC 61215-2021) | 2025-03-12 | 2028-03-12 | Yes
CSI Solar Co Ltd | CS6.2-66TB-575(IEC1500V) (IEC 61215-2021) | 2024-09-05 | 2027-09-05 | Yes
CSI Solar Co Ltd | CS6.2-66TB-575HP (IEC1500V) (IEC 61215-2021) | 2025-03-12 | 2028-03-12 | Yes
CSI Solar Co Ltd | CS6.2-66TB-580(IEC1500V) (IEC 61215-2021) | 2024-09-05 | 2027-09-05 | Yes
CSI Solar Co Ltd | CS6.2-66TB-580HP (IEC1500V) (IEC 61215-2021) | 2025-03-12 | 2028-03-12 | Yes
CSI Solar Co Ltd | CS6.2-66TB-585(IEC1500V) (IEC 61215-2021) | 2024-09-05 | 2027-09-05 | Yes
CSI Solar Co Ltd | CS6.2-66TB-585HP (IEC1500V) (IEC 61215-2021) | 2025-03-12 | 2028-03-12 | Yes
CSI Solar Co Ltd | CS6.2-66TB-590(IEC1500V) (IEC 61215-2021) | 2024-09-05 | 2027-09-05 | Yes
CSI Solar Co Ltd | CS6.2-66TB-590HP (IEC1500V) (IEC 61215-2021) | 2025-03-12 | 2028-03-12 | Yes
CSI Solar Co Ltd | CS6.2-66TB-595(IEC1500V) (IEC 61215-2021) | 2024-09-05 | 2027-09-05 | Yes
CSI Solar Co Ltd | CS6.2-66TB-595HP (IEC1500V) (IEC 61215-2021) | 2025-03-12 | 2028-03-12 | Yes
CSI Solar Co Ltd | CS6.2-66TB-600(IEC1500V) (IEC 61215-2021) | 2024-09-05 | 2027-09-05 | Yes
CSI Solar Co Ltd | CS6.2-66TB-600HP (IEC1500V) (IEC 61215-2021) | 2025-03-12 | 2028-03-12 | Yes
CSI Solar Co Ltd | CS6.2-66TB-605(IEC1500V) (IEC 61215-2021) | 2024-09-05 | 2027-09-05 | Yes
CSI Solar Co Ltd | CS6.2-66TB-605HP (IEC1500V) (IEC 61215-2021) | 2025-03-12 | 2028-03-12 | Yes
CSI Solar Co Ltd | CS6.2-66TB-610(IEC1500V) (IEC 61215-2021) | 2024-09-05 | 2027-09-05 | Yes
CSI Solar Co Ltd | CS6.2-66TB-610HP (IEC1500V) (IEC 61215-2021) | 2025-03-12 | 2028-03-12 | Yes
CSI Solar Co Ltd | CS6.2-66TB-615(IEC1500V) (IEC 61215-2021) | 2024-09-05 | 2027-09-05 | Yes
CSI Solar Co Ltd | CS6.2-66TB-615HP (IEC1500V) (IEC 61215-2021) | 2025-03-12 | 2028-03-12 | Yes
CSI Solar Co Ltd | CS6.2-66TB-620(IEC1500V) (IEC 61215-2021) | 2024-09-05 | 2027-09-05 | Yes
CSI Solar Co Ltd | CS6.2-66TB-620HP (IEC1500V) (IEC 61215-2021) | 2025-03-12 | 2028-03-12 | Yes
CSI Solar Co Ltd | CS6.2-66TB-625(IEC1500V) (IEC 61215-2021) | 2024-09-05 | 2027-09-05 | Yes
CSI Solar Co Ltd | CS6.2-66TB-625HP (IEC1500V) (IEC 61215-2021) | 2025-03-12 | 2028-03-12 | Yes
CSI Solar Co Ltd | CS6.2-66TB-630(IEC1500V) (IEC 61215-2021) | 2024-09-05 | 2027-09-05 | Yes
CSI Solar Co Ltd | CS6.2-66TB-630HP (IEC1500V) (IEC 61215-2021) | 2025-03-12 | 2028-03-12 | Yes
CSI Solar Co Ltd | CS6.2-66TB-635 (IEC1500V) (IEC 61215-2021) | 2025-02-14 | 2028-02-14 | Yes
CSI Solar Co Ltd | CS6.2-66TB-635HP (IEC1500V) (IEC 61215-2021) | 2025-03-12 | 2028-03-12 | Yes
CSI Solar Co Ltd | CS6.2-66TB-640 (IEC1500V) (IEC 61215-2021) | 2025-02-14 | 2028-02-14 | Yes
CSI Solar Co Ltd | CS6.2-66TB-640HP (IEC1500V) (IEC 61215-2021) | 2025-03-12 | 2028-03-12 | Yes
CSI Solar Co Ltd | CS6.2-66TB-645 (IEC1500V) (IEC 61215-2021) | 2025-08-08 | 2028-08-08 | Yes
CSI Solar Co Ltd | CS6.2-66TB-645HP (IEC1500V) (IEC 61215-2021) | 2025-08-08 | 2028-08-08 | Yes
CSI Solar Co Ltd | CS6.2-66TB-650 (IEC1500V) (IEC 61215-2021) | 2025-08-08 | 2028-08-08 | Yes
CSI Solar Co Ltd | CS6.2-66TB-650HP (IEC1500V) (IEC 61215-2021) | 2025-08-08 | 2028-08-08 | Yes
CSI Solar Co Ltd | CS6.2-66TB-655 (IEC1500V) (IEC 61215-2021) | 2025-08-08 | 2028-08-08 | Yes
CSI Solar Co Ltd | CS6.2-66TB-655HP (IEC1500V) (IEC 61215-2021) | 2025-08-08 | 2028-08-08 | Yes
CSI Solar Co Ltd | CS6.2-66TB-660 (IEC1500V) (IEC 61215-2021) | 2025-08-08 | 2028-08-08 | Yes
CSI Solar Co Ltd | CS6.2-66TB-660HP (IEC1500V) (IEC 61215-2021) | 2025-08-08 | 2028-08-08 | Yes
CSI Solar Co Ltd | CS6.2-66TB-665 (IEC1500V) (IEC 61215-2021) | 2025-08-08 | 2028-08-08 | Yes
CSI Solar Co Ltd | CS6.2-66TB-665HP (IEC1500V) (IEC 61215-2021) | 2025-08-08 | 2028-08-08 | Yes
CSI Solar Co Ltd | CS6.2-66TB-670 (IEC1500V) (IEC 61215-2021) | 2025-08-08 | 2028-08-08 | Yes
CSI Solar Co Ltd | CS6.2-66TB-670HP (IEC1500V) (IEC 61215-2021) | 2025-08-08 | 2028-08-08 | Yes
CSI Solar Co Ltd | CS6.2-66TM-595 (IEC1500V) (IEC 61215-2021) | 2025-05-02 | 2028-05-02 | Yes
CSI Solar Co Ltd | CS6.2-66TM-600 (IEC1500V) (IEC 61215-2021) | 2025-05-02 | 2028-05-02 | Yes
CSI Solar Co Ltd | CS6.2-66TM-605 (IEC1500V) (IEC 61215-2021) | 2025-05-02 | 2028-05-02 | Yes
CSI Solar Co Ltd | CS6.2-66TM-610 (IEC1500V) (IEC 61215-2021) | 2025-05-02 | 2028-05-02 | Yes
CSI Solar Co Ltd | CS6.2-66TM-615 (IEC1500V) (IEC 61215-2021) | 2025-05-02 | 2028-05-02 | Yes
CSI Solar Co Ltd | CS6.2-66TM-620 (IEC1500V) (IEC 61215-2021) | 2025-05-02 | 2028-05-02 | Yes
CSI Solar Co Ltd | CS6.2-66TM-625 (IEC1500V) (IEC 61215-2021) | 2025-05-02 | 2028-05-02 | Yes
CSI Solar Co Ltd | CS6.2-66TM-630 (IEC1500V) (IEC 61215-2021) | 2025-05-02 | 2028-05-02 | Yes
CSI Solar Co Ltd | CS6.2-66TM-635 (IEC1500V) (IEC 61215-2021) | 2025-05-02 | 2028-05-02 | Yes
CSI Solar Co Ltd | CS6.2-66TM-640 (IEC1500V) (IEC 61215-2021) | 2025-05-02 | 2028-05-02 | Yes
CSI Solar Co Ltd | CS6.2-66TM-645 (IEC1500V) (IEC 61215-2021) | 2025-05-02 | 2028-05-02 | Yes
CSI Solar Co Ltd | CS6L-445MS (IEC1000V) (IEC 61215-2021) | 2024-06-12 | 2027-06-12 | Yes
CSI Solar Co Ltd | CS6L-445MS (IEC1500V) (IEC 61215-2021) | 2024-06-12 | 2027-06-12 | Yes
CSI Solar Co Ltd | CS6L-450MS (IEC1000V) (IEC 61215-2021) | 2024-06-12 | 2027-06-12 | Yes
CSI Solar Co Ltd | CS6L-450MS (IEC1500V) (IEC 61215-2021) | 2024-06-12 | 2027-06-12 | Yes
CSI Solar Co Ltd | CS6L-455MS (IEC1000V) | 2022-04-19 | 2025-03-31 | Yes
CSI Solar Co Ltd | CS6L-455MS (IEC1000V) (IEC 61215-2021) | 2024-06-12 | 2027-06-12 | Yes
CSI Solar Co Ltd | CS6L-455MS (IEC1500V) | 2022-04-19 | 2025-03-31 | Yes
CSI Solar Co Ltd | CS6L-455MS (IEC1500V) (IEC 61215-2021) | 2024-06-12 | 2027-06-12 | Yes
CSI Solar Co Ltd | CS6L-460MS (IEC1000V) | 2022-04-19 | 2025-03-31 | Yes
CSI Solar Co Ltd | CS6L-460MS (IEC1000V) (IEC 61215-2021) | 2024-06-12 | 2027-06-12 | Yes
CSI Solar Co Ltd | CS6L-460MS (IEC1500V) | 2022-04-19 | 2025-03-31 | Yes
CSI Solar Co Ltd | CS6L-460MS (IEC1500V) (IEC 61215-2021) | 2024-06-12 | 2027-06-12 | Yes
CSI Solar Co Ltd | CS6L-465MS (IEC1000V) (IEC 61215-2021) | 2024-06-12 | 2027-06-12 | Yes
CSI Solar Co Ltd | CS6L-465MS (IEC1500V) (IEC 61215-2021) | 2024-06-12 | 2027-06-12 | Yes
CSI Solar Co Ltd | CS6R-400MS (IEC1000V) (IEC 61215-2021) | 2024-06-12 | 2027-06-12 | Yes
CSI Solar Co Ltd | CS6R-400MS (IEC1500V) (IEC 61215-2021) | 2024-06-12 | 2027-06-12 | Yes
CSI Solar Co Ltd | CS6R-405MS (IEC1000V) (IEC 61215-2021) | 2024-06-12 | 2027-06-12 | Yes
CSI Solar Co Ltd | CS6R-405MS (IEC1500V) (IEC 61215-2021) | 2024-06-12 | 2027-06-12 | Yes
CSI Solar Co Ltd | CS6R-410MS (IEC1000V) (IEC 61215-2021) | 2024-06-12 | 2027-06-12 | Yes
CSI Solar Co Ltd | CS6R-410MS (IEC1500V) (IEC 61215-2021) | 2024-06-12 | 2027-06-12 | Yes
CSI Solar Co Ltd | CS6R-415MS (IEC1000V) | 2022-04-19 | 2025-03-31 | Yes
CSI Solar Co Ltd | CS6R-415MS (IEC1000V) (IEC 61215-2021) | 2024-06-12 | 2027-06-12 | Yes
CSI Solar Co Ltd | CS6R-415MS (IEC1500V) | 2022-04-19 | 2025-03-31 | Yes
CSI Solar Co Ltd | CS6R-415MS (IEC1500V) (IEC 61215-2021) | 2024-06-12 | 2027-06-12 | Yes
CSI Solar Co Ltd | CS6R-420MS (IEC1000V) (IEC 61215-2021) | 2024-06-12 | 2027-06-12 | Yes
CSI Solar Co Ltd | CS6R-420MS (IEC1500V) (IEC 61215-2021) | 2024-06-12 | 2027-06-12 | Yes
CSI Solar Co Ltd | CS6R-430T (IEC1000V) (IEC 61215-2021) | 2024-06-12 | 2027-06-12 | Yes
CSI Solar Co Ltd | CS6R-430T (IEC1500V) (IEC 61215-2021) | 2024-06-12 | 2027-06-12 | Yes
CSI Solar Co Ltd | CS6R-435T (IEC1000V) (IEC 61215-2021) | 2024-06-12 | 2027-06-12 | Yes
CSI Solar Co Ltd | CS6R-435T (IEC1500V) (IEC 61215-2021) | 2024-06-12 | 2027-06-12 | Yes
CSI Solar Co Ltd | CS6R-440T (IEC1000V) | 2022-04-19 | 2025-03-31 | Yes
CSI Solar Co Ltd | CS6R-440T (IEC1000V) (IEC 61215-2021) | 2024-06-12 | 2027-06-12 | Yes
CSI Solar Co Ltd | CS6R-440T (IEC1500V) | 2022-04-19 | 2025-03-31 | Yes
CSI Solar Co Ltd | CS6R-440T (IEC1500V) (IEC 61215-2021) | 2024-06-12 | 2027-06-12 | Yes
CSI Solar Co Ltd | CS6R-445T (IEC1000V) (IEC 61215-2021) | 2024-06-12 | 2027-06-12 | Yes
CSI Solar Co Ltd | CS6R-445T (IEC1500V) (IEC 61215-2021) | 2024-06-12 | 2027-06-12 | Yes
CSI Solar Co Ltd | CS6R-450T (IEC1000V) (IEC 61215-2021) | 2025-02-14 | 2028-02-14 | Yes
CSI Solar Co Ltd | CS6R-450T (IEC1500V) (IEC 61215-2021) | 2025-02-14 | 2028-02-14 | Yes
CSI Solar Co Ltd | CS6R-455T (IEC1000V) (IEC 61215-2021) | 2025-02-14 | 2028-02-14 | Yes
CSI Solar Co Ltd | CS6R-455T (IEC1500V) (IEC 61215-2021) | 2025-02-14 | 2028-02-14 | Yes
CSI Solar Co Ltd | CS6W-540MB-AG (IEC1000V) (IEC 61215-2021) | 2024-06-12 | 2027-06-12 | Yes
CSI Solar Co Ltd | CS6W-540MB-AG (IEC1500V) (IEC 61215-2021) | 2024-06-12 | 2027-06-12 | Yes
CSI Solar Co Ltd | CS6W-540MS (IEC1000V) | 2021-04-28 | 2025-03-31 | Yes
CSI Solar Co Ltd | CS6W-540MS (IEC1500V) | 2021-04-28 | 2025-03-31 | Yes
CSI Solar Co Ltd | CS6W-545MB-AG (IEC1000V) (IEC 61215-2021) | 2024-06-12 | 2027-06-12 | Yes
CSI Solar Co Ltd | CS6W-545MB-AG (IEC1500V) (IEC 61215-2021) | 2024-06-12 | 2027-06-12 | Yes
CSI Solar Co Ltd | CS6W-545MS (IEC1000V) | 2021-04-28 | 2025-03-31 | Yes
CSI Solar Co Ltd | CS6W-545MS (IEC1000V) (IEC 61215-2021) | 2024-06-12 | 2027-06-12 | Yes
CSI Solar Co Ltd | CS6W-545MS (IEC1500V) | 2021-04-28 | 2025-03-31 | Yes
CSI Solar Co Ltd | CS6W-545MS (IEC1500V) (IEC 61215-2021) | 2024-06-12 | 2027-06-12 | Yes
CSI Solar Co Ltd | CS6W-550MB-AG (IEC1000V) | 2021-07-16 | 2025-03-31 | Yes
CSI Solar Co Ltd | CS6W-550MB-AG (IEC1000V) (IEC 61215-2021) | 2024-06-12 | 2027-06-12 | Yes
CSI Solar Co Ltd | CS6W-550MB-AG (IEC1500V) | 2021-07-16 | 2025-03-31 | Yes
CSI Solar Co Ltd | CS6W-550MB-AG (IEC1500V) (IEC 61215-2021) | 2024-06-12 | 2027-06-12 | Yes
CSI Solar Co Ltd | CS6W-550MS (IEC1000V) | 2021-04-28 | 2025-03-31 | Yes
CSI Solar Co Ltd | CS6W-550MS (IEC1000V) (IEC 61215-2021) | 2024-06-12 | 2027-06-12 | Yes
CSI Solar Co Ltd | CS6W-550MS (IEC1500V) | 2021-04-28 | 2025-03-31 | Yes
CSI Solar Co Ltd | CS6W-550MS (IEC1500V) (IEC 61215-2021) | 2024-06-12 | 2027-06-12 | Yes
CSI Solar Co Ltd | CS6W-555MB-AG (IEC1000V) (IEC 61215-2021) | 2024-06-12 | 2027-06-12 | Yes
CSI Solar Co Ltd | CS6W-555MB-AG (IEC1500V) (IEC 61215-2021) | 2024-06-12 | 2027-06-12 | Yes
CSI Solar Co Ltd | CS6W-555MS (IEC1000V) | 2021-04-28 | 2025-03-31 | Yes
CSI Solar Co Ltd | CS6W-555MS (IEC1000V) (IEC 61215-2021) | 2024-06-12 | 2027-06-12 | Yes
CSI Solar Co Ltd | CS6W-555MS (IEC1500V) (IEC 61215-2021) | 2024-06-12 | 2027-06-12 | Yes
CSI Solar Co Ltd | CS6W-560MS (IEC1000V) (IEC 61215-2021) | 2024-06-12 | 2027-06-12 | Yes
CSI Solar Co Ltd | CS6W-560MS (IEC1500V) (IEC 61215-2021) | 2024-06-12 | 2027-06-12 | Yes
CSI Solar Co Ltd | CS6W-565TB-AG (IEC1000V) (IEC 61215-2021) | 2024-06-12 | 2027-06-12 | Yes
CSI Solar Co Ltd | CS6W-565TB-AG (IEC1500V) (IEC 61215-2021) | 2024-06-12 | 2027-06-12 | Yes
CSI Solar Co Ltd | CS6W-570TB-AG (IEC1000V) (IEC 61215-2021) | 2024-06-12 | 2027-06-12 | Yes
CSI Solar Co Ltd | CS6W-570TB-AG (IEC1500V) (IEC 61215-2021) | 2024-06-12 | 2027-06-12 | Yes
CSI Solar Co Ltd | CS6W-575T (IEC1000V) (IEC 61215-2021) | 2024-06-12 | 2027-06-12 | Yes
CSI Solar Co Ltd | CS6W-575T (IEC1500V) (IEC 61215-2021) | 2024-06-12 | 2027-06-12 | Yes
CSI Solar Co Ltd | CS6W-575TB-AG (IEC1000V) (IEC 61215-2021) | 2024-06-12 | 2027-06-12 | Yes
CSI Solar Co Ltd | CS6W-575TB-AG (IEC1500V) (IEC 61215-2021) | 2024-06-12 | 2027-06-12 | Yes
CSI Solar Co Ltd | CS6W-580T (IEC1000V) (IEC 61215-2021) | 2024-06-12 | 2027-06-12 | Yes
CSI Solar Co Ltd | CS6W-580T (IEC1500V) (IEC 61215-2021) | 2024-06-12 | 2027-06-12 | Yes
CSI Solar Co Ltd | CS6W-580TB-AG (IEC1000V) (IEC 61215-2021) | 2024-06-12 | 2027-06-12 | Yes
CSI Solar Co Ltd | CS6W-580TB-AG (IEC1500V) (IEC 61215-2021) | 2024-06-12 | 2027-06-12 | Yes
CSI Solar Co Ltd | CS6W-585T (IEC1000V) (IEC 61215-2021) | 2024-06-12 | 2027-06-12 | Yes
CSI Solar Co Ltd | CS6W-585T (IEC1500V) (IEC 61215-2021) | 2024-06-12 | 2027-06-12 | Yes
CSI Solar Co Ltd | CS6W-585TB-AG (IEC1000V) (IEC 61215-2021) | 2024-06-12 | 2027-06-12 | Yes
CSI Solar Co Ltd | CS6W-585TB-AG (IEC1500V) (IEC 61215-2021) | 2024-06-12 | 2027-06-12 | Yes
CSI Solar Co Ltd | CS6W-590T (IEC1000V) (IEC 61215-2021) | 2024-06-12 | 2027-06-12 | Yes
CSI Solar Co Ltd | CS6W-590T (IEC1500V) (IEC 61215-2021) | 2024-06-12 | 2027-06-12 | Yes
CSI Solar Co Ltd | CS6W-590TB-AG (IEC1000V) (IEC 61215-2021) | 2024-06-12 | 2027-06-12 | Yes
CSI Solar Co Ltd | CS6W-590TB-AG (IEC1500V) (IEC 61215-2021) | 2024-06-12 | 2027-06-12 | Yes
CSI Solar Co Ltd | CS6W-595T (IEC1000V) (IEC 61215-2021) | 2024-06-12 | 2027-06-12 | Yes
CSI Solar Co Ltd | CS6W-595T (IEC1500V) (IEC 61215-2021) | 2024-06-12 | 2027-06-12 | Yes
CSI Solar Co Ltd | CS6W-595TB-AG (IEC1000V) (IEC 61215-2021) | 2024-06-12 | 2027-06-12 | Yes
CSI Solar Co Ltd | CS6W-595TB-AG (IEC1500V) (IEC 61215-2021) | 2024-06-12 | 2027-06-12 | Yes
CSI Solar Co Ltd | CS6W-600T (IEC1000V) (IEC 61215-2021) | 2025-02-14 | 2028-02-14 | Yes
CSI Solar Co Ltd | CS6W-600T (IEC1500V) (IEC 61215-2021) | 2025-02-14 | 2028-02-14 | Yes
CSI Solar Co Ltd | CS6W-600TB-AG (IEC1500V) (IEC 61215-2021) | 2025-03-12 | 2028-03-12 | Yes
CSI Solar Co Ltd | CS6W-605T (IEC1000V) (IEC 61215-2021) | 2025-02-14 | 2028-02-14 | Yes
CSI Solar Co Ltd | CS6W-605T (IEC1500V) (IEC 61215-2021) | 2025-02-14 | 2028-02-14 | Yes
CSI Solar Co Ltd | CS7L-585MB-AG (IEC1000V) (IEC 61215-2021) | 2024-06-12 | 2027-06-12 | Yes
CSI Solar Co Ltd | CS7L-585MB-AG (IEC1500V) (IEC 61215-2021) | 2024-06-12 | 2027-06-12 | Yes
CSI Solar Co Ltd | CS7L-585MS (IEC1000V) (IEC 61215-2021) | 2024-06-12 | 2027-06-12 | Yes
CSI Solar Co Ltd | CS7L-585MS (IEC1500V) (IEC 61215-2021) | 2024-06-12 | 2027-06-12 | Yes
CSI Solar Co Ltd | CS7L-590MB-AG (IEC1000V) (IEC 61215-2021) | 2024-06-12 | 2027-06-12 | Yes
CSI Solar Co Ltd | CS7L-590MB-AG (IEC1500V) (IEC 61215-2021) | 2024-06-12 | 2027-06-12 | Yes
CSI Solar Co Ltd | CS7L-590MS (IEC1000V) (IEC 61215-2021) | 2024-06-12 | 2027-06-12 | Yes
CSI Solar Co Ltd | CS7L-590MS (IEC1500V) (IEC 61215-2021) | 2024-06-12 | 2027-06-12 | Yes
CSI Solar Co Ltd | CS7L-595MB-AG (IEC1500V) | 2021-07-16 | 2025-03-31 | Yes
CSI Solar Co Ltd | CS7L-595MB-AG (IEC1500V) (IEC 61215-2021) | 2024-06-12 | 2027-06-12 | Yes
CSI Solar Co Ltd | CS7L-595MB-AG(IEC1000V) (IEC 61215-2021) | 2024-06-12 | 2027-06-12 | Yes
CSI Solar Co Ltd | CS7L-595MS (IEC1000V) (IEC 61215-2021) | 2024-06-12 | 2027-06-12 | Yes
CSI Solar Co Ltd | CS7L-595MS (IEC1500V) (IEC 61215-2021) | 2024-06-12 | 2027-06-12 | Yes
CSI Solar Co Ltd | CS7L-600MB-AG (IEC1000V) (IEC 61215-2021) | 2024-06-12 | 2027-06-12 | Yes
CSI Solar Co Ltd | CS7L-600MB-AG (IEC1500V) | 2021-07-16 | 2025-03-31 | Yes
CSI Solar Co Ltd | CS7L-600MB-AG (IEC1500V) (IEC 61215-2021) | 2024-06-12 | 2027-06-12 | Yes
CSI Solar Co Ltd | CS7L-600MS (IEC1000V) (IEC 61215-2021) | 2024-06-12 | 2027-06-12 | Yes
CSI Solar Co Ltd | CS7L-600MS (IEC1500V) (IEC 61215-2021) | 2024-06-12 | 2027-06-12 | Yes
CSI Solar Co Ltd | CS7L-605MB-AG (IEC1000V) (IEC 61215-2021) | 2024-06-12 | 2027-06-12 | Yes
CSI Solar Co Ltd | CS7L-605MB-AG (IEC1500V) (IEC 61215-2021) | 2024-06-12 | 2027-06-12 | Yes
CSI Solar Co Ltd | CS7L-605MS (IEC1000V) (IEC 61215-2021) | 2024-06-12 | 2027-06-12 | Yes
CSI Solar Co Ltd | CS7L-605MS (IEC1500V) (IEC 61215-2021) | 2024-06-12 | 2027-06-12 | Yes
CSI Solar Co Ltd | CS7L-605TB-AG (IEC1000V) (IEC 61215-2021) | 2024-06-12 | 2027-06-12 | Yes
CSI Solar Co Ltd | CS7L-605TB-AG (IEC1500V) (IEC 61215-2021) | 2024-06-12 | 2027-06-12 | Yes
CSI Solar Co Ltd | CS7L-610MB-AG (IEC1000V) (IEC 61215-2021) | 2024-06-12 | 2027-06-12 | Yes
CSI Solar Co Ltd | CS7L-610MB-AG (IEC1500V) (IEC 61215-2021) | 2024-06-12 | 2027-06-12 | Yes
CSI Solar Co Ltd | CS7L-610MS (IEC1000V) (IEC 61215-2021) | 2024-06-12 | 2027-06-12 | Yes
CSI Solar Co Ltd | CS7L-610MS (IEC1500V) (IEC 61215-2021) | 2024-06-12 | 2027-06-12 | Yes
CSI Solar Co Ltd | CS7L-610TB-AG (IEC1000V) (IEC 61215-2021) | 2024-06-12 | 2027-06-12 | Yes
CSI Solar Co Ltd | CS7L-610TB-AG (IEC1500V) (IEC 61215-2021) | 2024-06-12 | 2027-06-12 | Yes
CSI Solar Co Ltd | CS7L-615MS (IEC1000V) (IEC 61215-2021) | 2024-06-12 | 2027-06-12 | Yes
CSI Solar Co Ltd | CS7L-615MS (IEC1500V) (IEC 61215-2021) | 2024-06-12 | 2027-06-12 | Yes
CSI Solar Co Ltd | CS7L-615TB-AG (IEC1000V) (IEC 61215-2021) | 2024-06-12 | 2027-06-12 | Yes
CSI Solar Co Ltd | CS7L-615TB-AG (IEC1500V) (IEC 61215-2021) | 2024-06-12 | 2027-06-12 | Yes
CSI Solar Co Ltd | CS7L-620TB-AG (IEC1000V) (IEC 61215-2021) | 2024-06-12 | 2027-06-12 | Yes
CSI Solar Co Ltd | CS7L-620TB-AG (IEC1500V) (IEC 61215-2021) | 2024-06-12 | 2027-06-12 | Yes
CSI Solar Co Ltd | CS7L-625TB-AG (IEC1000V) (IEC 61215-2021) | 2024-06-12 | 2027-06-12 | Yes
CSI Solar Co Ltd | CS7L-625TB-AG (IEC1500V) (IEC 61215-2021) | 2024-06-12 | 2027-06-12 | Yes
CSI Solar Co Ltd | CS7L-630TB-AG (IEC1000V) (IEC 61215-2021) | 2024-06-12 | 2027-06-12 | Yes
CSI Solar Co Ltd | CS7L-630TB-AG (IEC1500V) (IEC 61215-2021) | 2024-06-12 | 2027-06-12 | Yes
CSI Solar Co Ltd | CS7L-635TB-AG (IEC1000V) (IEC 61215-2021) | 2024-06-12 | 2027-06-12 | Yes
CSI Solar Co Ltd | CS7L-635TB-AG (IEC1500V) (IEC 61215-2021) | 2024-06-12 | 2027-06-12 | Yes
CSI Solar Co Ltd | CS7L-640TB-AG (IEC1000V) (IEC 61215-2021) | 2024-06-12 | 2027-06-12 | Yes
CSI Solar Co Ltd | CS7L-640TB-AG (IEC1500V) (IEC 61215-2021) | 2024-06-12 | 2027-06-12 | Yes
CSI Solar Co Ltd | CS7L-645TB-AG (IEC1000V) (IEC 61215-2021) | 2024-06-12 | 2027-06-12 | Yes
CSI Solar Co Ltd | CS7L-645TB-AG (IEC1500V) (IEC 61215-2021) | 2024-06-12 | 2027-06-12 | Yes
CSI Solar Co Ltd | CS7L-650TB-AG (IEC1000V) (IEC 61215-2021) | 2024-06-12 | 2027-06-12 | Yes
CSI Solar Co Ltd | CS7L-650TB-AG (IEC1500V) (IEC 61215-2021) | 2024-06-12 | 2027-06-12 | Yes
CSI Solar Co Ltd | CS7L-655TB-AG (IEC1500V) (IEC 61215-2021) | 2025-03-12 | 2028-03-12 | Yes
CSI Solar Co Ltd | CS7L-660TB-AG (IEC1500V) (IEC 61215-2021) | 2025-03-12 | 2028-03-12 | Yes
CSI Solar Co Ltd | CS7N-645MB-AG (IEC1000V) (IEC 61215-2021) | 2024-06-12 | 2027-06-12 | Yes
CSI Solar Co Ltd | CS7N-645MB-AG (IEC1500V) (IEC 61215-2021) | 2024-06-12 | 2027-06-12 | Yes
CSI Solar Co Ltd | CS7N-650MB-AG (IEC1000V) (IEC 61215-2021) | 2024-06-12 | 2027-06-12 | Yes
CSI Solar Co Ltd | CS7N-650MB-AG (IEC1500V) (IEC 61215-2021) | 2024-06-12 | 2027-06-12 | Yes
CSI Solar Co Ltd | CS7N-650MS (IEC1000V) (IEC 61215-2021) | 2024-06-12 | 2027-06-12 | Yes
CSI Solar Co Ltd | CS7N-650MS (IEC1500V) (IEC 61215-2021) | 2024-06-12 | 2027-06-12 | Yes
CSI Solar Co Ltd | CS7N-655MB-AG (IEC1000) | 2021-07-16 | 2025-03-31 | Yes
CSI Solar Co Ltd | CS7N-655MB-AG (IEC1000V) (IEC 61215-2021) | 2024-06-12 | 2027-06-12 | Yes
CSI Solar Co Ltd | CS7N-655MB-AG (IEC1500V) | 2021-07-16 | 2025-03-31 | Yes
CSI Solar Co Ltd | CS7N-655MB-AG (IEC1500V) (IEC 61215-2021) | 2024-06-12 | 2027-06-12 | Yes
CSI Solar Co Ltd | CS7N-655MS (IEC1000V) (IEC 61215-2021) | 2024-06-12 | 2027-06-12 | Yes
CSI Solar Co Ltd | CS7N-655MS (IEC1500V) (IEC 61215-2021) | 2024-06-12 | 2027-06-12 | Yes
CSI Solar Co Ltd | CS7N-660MB-AG (IEC1000V) (IEC 61215-2021) | 2024-06-12 | 2027-06-12 | Yes
CSI Solar Co Ltd | CS7N-660MB-AG (IEC1500V) (IEC 61215-2021) | 2024-06-12 | 2027-06-12 | Yes
CSI Solar Co Ltd | CS7N-660MS (IEC1000V) (IEC 61215-2021) | 2024-06-12 | 2027-06-12 | Yes
CSI Solar Co Ltd | CS7N-660MS (IEC1500V) (IEC 61215-2021) | 2024-06-12 | 2027-06-12 | Yes
CSI Solar Co Ltd | CS7N-665MB-AG (IEC1000V) (IEC 61215-2021) | 2024-06-12 | 2027-06-12 | Yes
CSI Solar Co Ltd | CS7N-665MB-AG (IEC1500V) (IEC 61215-2021) | 2024-06-12 | 2027-06-12 | Yes
CSI Solar Co Ltd | CS7N-665MS (IEC1000V) (IEC 61215-2021) | 2024-06-12 | 2027-06-12 | Yes
CSI Solar Co Ltd | CS7N-665MS (IEC1500V) (IEC 61215-2021) | 2024-06-12 | 2027-06-12 | Yes
CSI Solar Co Ltd | CS7N-670MB-AG (IEC1000V) (IEC 61215-2021) | 2024-06-12 | 2027-06-12 | Yes
CSI Solar Co Ltd | CS7N-670MB-AG (IEC1500V) (IEC 61215-2021) | 2024-06-12 | 2027-06-12 | Yes
CSI Solar Co Ltd | CS7N-670MS (IEC1000V) (IEC 61215-2021) | 2024-06-12 | 2027-06-12 | Yes
CSI Solar Co Ltd | CS7N-670MS (IEC1500V) (IEC 61215-2021) | 2024-06-12 | 2027-06-12 | Yes
CSI Solar Co Ltd | CS7N-675MS (IEC1000V) (IEC 61215-2021) | 2024-06-12 | 2027-06-12 | Yes
CSI Solar Co Ltd | CS7N-675MS (IEC1500V) (IEC 61215-2021) | 2024-06-12 | 2027-06-12 | Yes
CSI Solar Co Ltd | CS7N-675TB-AG (IEC1000V) (IEC 61215-2021) | 2024-06-12 | 2027-06-12 | Yes
CSI Solar Co Ltd | CS7N-675TB-AG (IEC1500V) (IEC 61215-2021) | 2024-06-12 | 2027-06-12 | Yes
CSI Solar Co Ltd | CS7N-680MS (IEC1000V) (IEC 61215-2021) | 2024-06-12 | 2027-06-12 | Yes
CSI Solar Co Ltd | CS7N-680MS (IEC1500V) (IEC 61215-2021) | 2024-06-12 | 2027-06-12 | Yes
CSI Solar Co Ltd | CS7N-680TB-AG (IEC1000V) (IEC 61215-2021) | 2024-06-12 | 2027-06-12 | Yes
CSI Solar Co Ltd | CS7N-680TB-AG (IEC1500V) (IEC 61215-2021) | 2024-06-12 | 2027-06-12 | Yes
CSI Solar Co Ltd | CS7N-685TB-AG (IEC1000V) (IEC 61215-2021) | 2024-06-12 | 2027-06-12 | Yes
CSI Solar Co Ltd | CS7N-685TB-AG (IEC1500V) (IEC 61215-2021) | 2024-06-12 | 2027-06-12 | Yes
CSI Solar Co Ltd | CS7N-690TB-AG (IEC1000V) (IEC 61215-2021) | 2024-06-12 | 2027-06-12 | Yes
CSI Solar Co Ltd | CS7N-690TB-AG (IEC1500V) | 2023-02-03 | 2025-03-31 | Yes
CSI Solar Co Ltd | CS7N-690TB-AG (IEC1500V) (IEC 61215-2021) | 2024-06-12 | 2027-06-12 | Yes
CSI Solar Co Ltd | CS7N-695TB-AG (IEC1000V) (IEC 61215-2021) | 2024-06-12 | 2027-06-12 | Yes
CSI Solar Co Ltd | CS7N-695TB-AG (IEC1500V) | 2023-02-03 | 2025-03-31 | Yes
CSI Solar Co Ltd | CS7N-695TB-AG (IEC1500V) (IEC 61215-2021) | 2024-06-12 | 2027-06-12 | Yes
CSI Solar Co Ltd | CS7N-700TB-AG (IEC1000V) (IEC 61215-2021) | 2024-06-12 | 2027-06-12 | Yes
CSI Solar Co Ltd | CS7N-700TB-AG (IEC1500V) | 2023-02-03 | 2025-03-31 | Yes
CSI Solar Co Ltd | CS7N-700TB-AG (IEC1500V) (IEC 61215-2021) | 2024-06-12 | 2027-06-12 | Yes
CSI Solar Co Ltd | CS7N-705TB-AG (IEC1000V) (IEC 61215-2021) | 2024-06-12 | 2027-06-12 | Yes
CSI Solar Co Ltd | CS7N-705TB-AG (IEC1500V) (IEC 61215-2021) | 2024-06-12 | 2027-06-12 | Yes
CSI Solar Co Ltd | CS7N-710TB-AG (IEC1000V) (IEC 61215-2021) | 2024-06-12 | 2027-06-12 | Yes
CSI Solar Co Ltd | CS7N-710TB-AG (IEC1500V) (IEC 61215-2021) | 2024-06-12 | 2027-06-12 | Yes
CSI Solar Co Ltd | CS7N-715TB-AG (IEC1000V) (IEC 61215-2021) | 2024-06-12 | 2027-06-12 | Yes
CSI Solar Co Ltd | CS7N-715TB-AG (IEC1500V) (IEC 61215-2021) | 2024-06-12 | 2027-06-12 | Yes
CSI Solar Co Ltd | CS7N-720TB-AG (IEC1000V) (IEC 61215-2021) | 2024-06-12 | 2027-06-12 | Yes
CSI Solar Co Ltd | CS7N-720TB-AG (IEC1500V) (IEC 61215-2021) | 2024-06-12 | 2027-06-12 | Yes
CSI Solar Co Ltd | CS7N-725TB-AG (IEC1500V) (IEC 61215-2021) | 2025-03-12 | 2028-03-12 | Yes
CSI Solar Co Ltd | CS7N-730TB-AG (IEC1500V) (IEC 61215-2021) | 2025-03-12 | 2028-03-12 | Yes
DAH Solar Co Ltd | DHM-54X10/FS-415W | 2023-08-07 | 2025-03-31 | Yes
DAH Solar Co Ltd | DHN-54R20/DG/FS(BW)-445W (IEC 61215-2021) | 2024-08-29 | 2027-08-29 | Yes
DAH Solar Co Ltd | DHN-54R20/DG/FS(BW)-465W (IEC 61215-2021) | 2024-08-29 | 2027-08-29 | Yes
DAH Solar Co Ltd | DHN-54R20/FS(BB)-445W (IEC 61215-2021) | 2024-09-18 | 2027-09-18 | Yes
DAH Solar Co Ltd | DHN-54R20/FS(BB)-465W (IEC 61215-2021) | 2024-09-18 | 2027-09-18 | Yes
DAH Solar Co Ltd | DHN-54R20/FS(BW)-445W (IEC 61215-2021) | 2024-09-18 | 2027-09-18 | Yes
DAH Solar Co Ltd | DHN-54R20/FS(BW)-465W (IEC 61215-2021) | 2024-09-18 | 2027-09-18 | Yes
DAH Solar Co Ltd | DHN-54X16/BF/FS-440W | 2023-08-07 | 2025-03-31 | Yes
DAH Solar Co Ltd | DHN-54X16/FS(BB)-440W | 2023-08-07 | 2025-03-31 | Yes
DAH Solar Co Ltd | DHN-54X16/FS(BB)-440W (IEC 61215-2021) | 2024-09-18 | 2027-09-18 | Yes
DAH Solar Co Ltd | DHN-54X16/FS(BW)-440W | 2023-08-07 | 2025-03-31 | Yes
DAH Solar Co Ltd | DHN-54X16/FS(BW)-440W (IEC 61215-2021) | 2024-09-18 | 2027-09-18 | Yes
DAH Solar Co Ltd | DHN-54X16/FS-440W | 2023-08-07 | 2025-03-31 | Yes
DAH Solar Co Ltd | DHN-60R20/DG/FS-520W (IEC 61215-2021) | 2024-08-29 | 2027-08-29 | Yes
DAH Solar Co Ltd | DHN-60R20/FS(BB)-520W (IEC 61215-2021) | 2024-09-18 | 2027-09-18 | Yes
DAH Solar Co Ltd | DHN-60R20/FS(BW)-520W (IEC 61215-2021) | 2024-09-18 | 2027-09-18 | Yes
DAH Solar Co Ltd | DHN-60X16/FS(BB)-475W | 2023-08-07 | 2025-03-31 | Yes
DAH Solar Co Ltd | DHN-60X16/FS(BB)-475W (IEC 61215-2021) | 2024-09-18 | 2027-09-18 | Yes
DAH Solar Co Ltd | DHN-60X16/FS(BW)-475W | 2023-08-07 | 2025-03-31 | Yes
DAH Solar Co Ltd | DHN-60X16/FS(BW)-475W (IEC 61215-2021) | 2024-09-18 | 2027-09-18 | Yes
DAH Solar Co Ltd | DHN-60X16/FS-475W | 2023-08-07 | 2025-03-31 | Yes
DAH Solar Co Ltd | DHN-72R18/DG-625W (IEC 61215-2021) | 2024-08-29 | 2027-08-29 | Yes
DAH Solar Co Ltd | DHN-72R18/FS-625W (IEC 61215-2021) | 2024-09-18 | 2027-09-18 | Yes
DAH Solar Co Ltd | DHN-72R20/DG-625W (IEC 61215-2021) | 2024-08-29 | 2027-08-29 | Yes
DAH Solar Co Ltd | DHN-72R20/FS-625W (IEC 61215-2021) | 2024-09-18 | 2027-09-18 | Yes
DAH Solar Co Ltd | DHN-72X16/DG-590W (IEC 61215-2021) | 2024-08-29 | 2027-08-29 | Yes
DAH Solar Co Ltd | DHN-72X16/FS-580W | 2023-08-07 | 2025-03-31 | Yes
DAH Solar Co Ltd | DHN-72X16/FS-585W | 2023-08-07 | 2025-03-31 | Yes
DAH Solar Co Ltd | DHN-72X16/FS-585W (IEC 61215-2021) | 2024-09-18 | 2027-09-18 | Yes
DAH Solar Co Ltd | DHN-72X16/FS-590W (IEC 61215-2021) | 2024-09-18 | 2027-09-18 | Yes
DAH Solar Co Ltd | DHN-78X16-605W | 2023-08-07 | 2025-03-31 | Yes
DAH Solar Co Ltd | DHN-78X16-625W | 2023-08-07 | 2025-03-31 | Yes
DAS SOLAR CO LTD | DAS-DH108NA-410 | 2023-02-06 | 2025-03-31 | Yes
DAS SOLAR CO LTD | DAS-DH108NA-415 | 2023-02-06 | 2025-03-31 | Yes
DAS SOLAR CO LTD | DAS-DH108NA-420 | 2023-02-06 | 2025-03-31 | Yes
DAS SOLAR CO LTD | DAS-DH108NA-425 | 2023-02-06 | 2025-03-31 | Yes
DAS SOLAR CO LTD | DAS-DH108NA-430 | 2023-02-06 | 2025-03-31 | Yes
DAS SOLAR CO LTD | DAS-DH108NA-430 (IEC 61215-2021) | 2024-08-21 | 2027-08-21 | Yes
DAS SOLAR CO LTD | DAS-DH108NA-435 | 2023-07-28 | 2025-03-31 | Yes
DAS SOLAR CO LTD | DAS-DH108NA-435 (IEC 61215-2021) | 2024-08-21 | 2027-08-21 | Yes
DAS SOLAR CO LTD | DAS-DH108NA-440 | 2023-07-28 | 2025-03-31 | Yes
DAS SOLAR CO LTD | DAS-DH108NA-440 (IEC 61215-2021) | 2024-08-21 | 2027-08-21 | Yes
DAS SOLAR CO LTD | DAS-DH108NA-445 (IEC 61215-2021) | 2024-08-21 | 2027-08-21 | Yes
DAS SOLAR CO LTD | DAS-DH108NA-450 (IEC 61215-2021) | 2024-08-21 | 2027-08-21 | Yes
DAS SOLAR CO LTD | DAS-DH108ND-440 | 2024-02-01 | 2025-03-31 | Yes
DAS SOLAR CO LTD | DAS-DH108ND-440 (IEC 61215-2021) | 2024-08-21 | 2027-08-21 | Yes
DAS SOLAR CO LTD | DAS-DH108ND-445 | 2024-02-01 | 2025-03-31 | Yes
DAS SOLAR CO LTD | DAS-DH108ND-445 (IEC 61215-2021) | 2024-08-21 | 2027-08-21 | Yes
DAS SOLAR CO LTD | DAS-DH108ND-450 | 2024-02-01 | 2025-03-31 | Yes
DAS SOLAR CO LTD | DAS-DH108ND-450 (IEC 61215-2021) | 2024-08-21 | 2027-08-21 | Yes
DAS SOLAR CO LTD | DAS-DH108ND-455 | 2024-02-01 | 2025-03-31 | Yes
DAS SOLAR CO LTD | DAS-DH108ND-455 (IEC 61215-2021) | 2024-08-21 | 2027-08-21 | Yes
DAS SOLAR CO LTD | DAS-DH108ND-460 | 2024-02-01 | 2025-03-31 | Yes
DAS SOLAR CO LTD | DAS-DH108ND-460 (IEC 61215-2021) | 2024-08-21 | 2027-08-21 | Yes
DAS SOLAR CO LTD | DAS-DH108ND-465 (IEC 61215-2021) | 2024-08-21 | 2027-08-21 | Yes
DAS SOLAR CO LTD | DAS-DH108NE-495 (IEC 61215-2021) | 2024-10-31 | 2027-10-31 | Yes
DAS SOLAR CO LTD | DAS-DH108NE-500 (IEC 61215-2021) | 2024-10-31 | 2027-10-31 | Yes
DAS SOLAR CO LTD | DAS-DH108NE-505 (IEC 61215-2021) | 2024-10-31 | 2027-10-31 | Yes
DAS SOLAR CO LTD | DAS-DH108NE-510 (IEC 61215-2021) | 2025-08-04 | 2028-08-04 | Yes
DAS SOLAR CO LTD | DAS-DH108PA-400 | 2023-02-06 | 2025-03-31 | Yes
DAS SOLAR CO LTD | DAS-DH108PA-405 | 2023-02-06 | 2025-03-31 | Yes
DAS SOLAR CO LTD | DAS-DH108PA-410 | 2023-02-06 | 2025-03-31 | Yes
DAS SOLAR CO LTD | DAS-DH108PA-415 | 2023-02-06 | 2025-03-31 | Yes
DAS SOLAR CO LTD | DAS-DH120NA-465 | 2023-07-28 | 2025-03-31 | Yes
DAS SOLAR CO LTD | DAS-DH120NA-470 | 2023-07-28 | 2025-03-31 | Yes
DAS SOLAR CO LTD | DAS-DH120NA-475 | 2023-07-28 | 2025-03-31 | Yes
DAS SOLAR CO LTD | DAS-DH120NA-480 | 2023-07-28 | 2025-03-31 | Yes
DAS SOLAR CO LTD | DAS-DH120NA-485 | 2023-07-28 | 2025-03-31 | Yes
DAS SOLAR CO LTD | DAS-DH120NA-490 | 2023-07-28 | 2025-03-31 | Yes
DAS SOLAR CO LTD | DAS-DH120ND-500 (IEC 61215-2021) | 2024-08-21 | 2027-08-21 | Yes
DAS SOLAR CO LTD | DAS-DH120ND-505 (IEC 61215-2021) | 2024-08-21 | 2027-08-21 | Yes
DAS SOLAR CO LTD | DAS-DH120ND-510 (IEC 61215-2021) | 2024-08-21 | 2027-08-21 | Yes
DAS SOLAR CO LTD | DAS-DH120ND-515 (IEC 61215-2021) | 2024-08-21 | 2027-08-21 | Yes
DAS SOLAR CO LTD | DAS-DH132NC-695 (IEC 61215-2021) | 2024-10-31 | 2027-10-31 | Yes
DAS SOLAR CO LTD | DAS-DH132NC-700 (IEC 61215-2021) | 2024-10-31 | 2027-10-31 | Yes
DAS SOLAR CO LTD | DAS-DH132NC-705 (IEC 61215-2021) | 2024-10-31 | 2027-10-31 | Yes
DAS SOLAR CO LTD | DAS-DH132NC-710 (IEC 61215-2021) | 2024-10-31 | 2027-10-31 | Yes
DAS SOLAR CO LTD | DAS-DH132NC-715 (IEC 61215-2021) | 2024-10-31 | 2027-10-31 | Yes
DAS SOLAR CO LTD | DAS-DH132NE-595 (IEC 61215-2021) | 2024-08-21 | 2027-08-21 | Yes
DAS SOLAR CO LTD | DAS-DH132NE-600 (IEC 61215-2021) | 2024-08-21 | 2027-08-21 | Yes
DAS SOLAR CO LTD | DAS-DH132NE-605 (IEC 61215-2021) | 2024-08-21 | 2027-08-21 | Yes
DAS SOLAR CO LTD | DAS-DH132NE-610 (IEC 61215-2021) | 2024-08-21 | 2027-08-21 | Yes
DAS SOLAR CO LTD | DAS-DH132NE-615 (IEC 61215-2021) | 2024-08-21 | 2027-08-21 | Yes
DAS SOLAR CO LTD | DAS-DH132NE-620 (IEC 61215-2021) | 2024-08-21 | 2027-08-21 | Yes
DAS SOLAR CO LTD | DAS-DH132NE-625 (IEC 61215-2021) | 2025-08-04 | 2028-08-04 | Yes
DAS SOLAR CO LTD | DAS-DH132NE-630 (IEC 61215-2021) | 2025-08-04 | 2028-08-04 | Yes
DAS SOLAR CO LTD | DAS-DH132TE-640 (IEC 61215-2021) | 2025-08-04 | 2028-08-04 | Yes
DAS SOLAR CO LTD | DAS-DH132TE-645 (IEC 61215-2021) | 2025-08-04 | 2028-08-04 | Yes
DAS SOLAR CO LTD | DAS-DH132TE-650 (IEC 61215-2021) | 2025-08-04 | 2028-08-04 | Yes
DAS SOLAR CO LTD | DAS-DH132TE-655 (IEC 61215-2021) | 2025-08-04 | 2028-08-04 | Yes
DAS SOLAR CO LTD | DAS-DH144NA-555 | 2023-02-06 | 2025-03-31 | Yes
DAS SOLAR CO LTD | DAS-DH144NA-560 | 2023-02-06 | 2025-03-31 | Yes
DAS SOLAR CO LTD | DAS-DH144NA-565 | 2023-02-06 | 2025-03-31 | Yes
DAS SOLAR CO LTD | DAS-DH144NA-570 | 2023-02-06 | 2025-03-31 | Yes
DAS SOLAR CO LTD | DAS-DH144NA-575 | 2023-07-28 | 2025-03-31 | Yes
DAS SOLAR CO LTD | DAS-DH144NA-580 | 2023-07-28 | 2025-03-31 | Yes
DAS SOLAR CO LTD | DAS-DH144NA-580 (IEC 61215-2021) | 2024-08-21 | 2027-08-21 | Yes
DAS SOLAR CO LTD | DAS-DH144NA-585 | 2023-07-28 | 2025-03-31 | Yes
DAS SOLAR CO LTD | DAS-DH144NA-585 (IEC 61215-2021) | 2024-08-21 | 2027-08-21 | Yes
DAS SOLAR CO LTD | DAS-DH144NA-590 | 2023-07-28 | 2025-03-31 | Yes
DAS SOLAR CO LTD | DAS-DH144NA-590 (IEC 61215-2021) | 2024-08-21 | 2027-08-21 | Yes
DAS SOLAR CO LTD | DAS-DH144NA-595 (IEC 61215-2021) | 2024-08-21 | 2027-08-21 | Yes
DAS SOLAR CO LTD | DAS-DH144NA-600 (IEC 61215-2021) | 2024-08-21 | 2027-08-21 | Yes
DAS SOLAR CO LTD | DAS-DH144ND-590 | 2024-02-01 | 2025-03-31 | Yes
DAS SOLAR CO LTD | DAS-DH144ND-595 | 2024-02-01 | 2025-03-31 | Yes
DAS SOLAR CO LTD | DAS-DH144ND-600 | 2024-02-01 | 2025-03-31 | Yes
DAS SOLAR CO LTD | DAS-DH144ND-600 (IEC 61215-2021) | 2024-08-21 | 2027-08-21 | Yes
DAS SOLAR CO LTD | DAS-DH144ND-605 | 2024-02-01 | 2025-03-31 | Yes
DAS SOLAR CO LTD | DAS-DH144ND-605 (IEC 61215-2021) | 2024-08-21 | 2027-08-21 | Yes
DAS SOLAR CO LTD | DAS-DH144ND-610 | 2024-02-01 | 2025-03-31 | Yes
DAS SOLAR CO LTD | DAS-DH144ND-610 (IEC 61215-2021) | 2024-08-21 | 2027-08-21 | Yes
DAS SOLAR CO LTD | DAS-DH144ND-615 | 2024-02-01 | 2025-03-31 | Yes
DAS SOLAR CO LTD | DAS-DH144ND-615 (IEC 61215-2021) | 2024-08-21 | 2027-08-21 | Yes
DAS SOLAR CO LTD | DAS-DH144ND-620 (IEC 61215-2021) | 2024-08-21 | 2027-08-21 | Yes
DAS SOLAR CO LTD | DAS-DH144PA-530 | 2021-09-09 | 2025-03-31 | Yes
DAS SOLAR CO LTD | DAS-DH144PA-535 | 2021-09-09 | 2025-03-31 | Yes
DAS SOLAR CO LTD | DAS-DH144PA-540 | 2021-09-09 | 2025-03-31 | Yes
DAS SOLAR CO LTD | DAS-DH144PA-545 | 2021-09-09 | 2025-03-31 | Yes
DAS SOLAR CO LTD | DAS-DH144PA-550 | 2023-02-06 | 2025-03-31 | Yes
DAS SOLAR CO LTD | DAS-DH144PA-555 | 2023-02-06 | 2025-03-31 | Yes
DAS SOLAR CO LTD | DAS-DH144PA-560 | 2024-02-01 | 2025-03-31 | Yes
DAS SOLAR CO LTD | DAS-DH144PA-565 | 2024-02-01 | 2025-03-31 | Yes
DAS SOLAR CO LTD | DAS-DH156NA-615 | 2024-02-01 | 2025-03-31 | Yes
DAS SOLAR CO LTD | DAS-DH156NA-620 | 2024-02-01 | 2025-03-31 | Yes
DAS SOLAR CO LTD | DAS-DH156NA-625 | 2024-02-01 | 2025-03-31 | Yes
DAS SOLAR CO LTD | DAS-DH156NA-625 (IEC 61215-2021) | 2024-08-21 | 2027-08-21 | Yes
DAS SOLAR CO LTD | DAS-DH156NA-630 | 2024-02-01 | 2025-03-31 | Yes
DAS SOLAR CO LTD | DAS-DH156NA-630 (IEC 61215-2021) | 2024-08-21 | 2027-08-21 | Yes
DAS SOLAR CO LTD | DAS-DH156NA-635 | 2024-02-01 | 2025-03-31 | Yes
DAS SOLAR CO LTD | DAS-DH156NA-635 (IEC 61215-2021) | 2024-08-21 | 2027-08-21 | Yes
DAS SOLAR CO LTD | DAS-DH156NA-640 (IEC 61215-2021) | 2025-08-04 | 2028-08-04 | Yes
DAS SOLAR CO LTD | DAS-DH156NA-645 (IEC 61215-2021) | 2025-08-04 | 2028-08-04 | Yes
DAS SOLAR CO LTD | DAS-DH156NA-650 (IEC 61215-2021) | 2025-08-04 | 2028-08-04 | Yes
DAS SOLAR CO LTD | DAS-DH96NE.A-440 (IEC 61215-2021) | 2025-08-04 | 2028-08-04 | Yes
DAS SOLAR CO LTD | DAS-DH96NE.A-445 (IEC 61215-2021) | 2025-08-04 | 2028-08-04 | Yes
DAS SOLAR CO LTD | DAS-DH96NE.A-450 (IEC 61215-2021) | 2025-08-04 | 2028-08-04 | Yes
DAS SOLAR CO LTD | DAS-DH96NE.A-455 (IEC 61215-2021) | 2025-08-04 | 2028-08-04 | Yes
DAS SOLAR CO LTD | DAS-DH96NE-440 (IEC 61215-2021) | 2024-10-31 | 2027-10-31 | Yes
DAS SOLAR CO LTD | DAS-DH96NE-445 (IEC 61215-2021) | 2024-10-31 | 2027-10-31 | Yes
DAS SOLAR CO LTD | DAS-DH96NE-450 (IEC 61215-2021) | 2024-10-31 | 2027-10-31 | Yes
DAS SOLAR CO LTD | DAS-DH96NE-455 (IEC 61215-2021) | 2025-08-04 | 2028-08-04 | Yes
DAS SOLAR CO LTD | DAS-DH96TE-460 (IEC 61215-2021) | 2025-08-04 | 2028-08-04 | Yes
DAS SOLAR CO LTD | DAS-DH96TE-465 (IEC 61215-2021) | 2025-08-04 | 2028-08-04 | Yes
DAS SOLAR CO LTD | DAS-DH96TE-470 (IEC 61215-2021) | 2025-08-04 | 2028-08-04 | Yes
DAS SOLAR CO LTD | DAS-DH96TE-475 (IEC 61215-2021) | 2025-08-04 | 2028-08-04 | Yes
DAS SOLAR CO LTD | DAS-LF132PA-455 (IEC 61215-2021) | 2024-10-31 | 2027-10-31 | Yes
DAS SOLAR CO LTD | DAS-LF132PA-460 (IEC 61215-2021) | 2024-10-31 | 2027-10-31 | Yes
DAS SOLAR CO LTD | DAS-LF132PA-465 (IEC 61215-2021) | 2024-10-31 | 2027-10-31 | Yes
DAS SOLAR CO LTD | DAS-LF132PA-470 (IEC 61215-2021) | 2024-10-31 | 2027-10-31 | Yes
DAS SOLAR CO LTD | DAS-LF132PA-475 (IEC 61215-2021) | 2024-10-31 | 2027-10-31 | Yes
DAS SOLAR CO LTD | DAS-LOJP-410 (IEC 61215-2021) | 2023-08-04 | 2026-08-04 | Yes
DAS SOLAR CO LTD | DAS-LOJP-415 (IEC 61215-2021) | 2023-08-04 | 2026-08-04 | Yes
DAS SOLAR CO LTD | DAS-LOJP-420 (IEC 61215-2021) | 2023-08-04 | 2026-08-04 | Yes
DAS SOLAR CO LTD | DAS-WH108PA-400 | 2021-09-09 | 2025-03-31 | Yes
DAS SOLAR CO LTD | DAS-WH108PA-405 | 2021-09-09 | 2025-03-31 | Yes
DAS SOLAR CO LTD | DAS-WH108PA-410 | 2021-09-09 | 2025-03-31 | Yes
DAS SOLAR CO LTD | DAS-WH108PA-415 | 2023-02-06 | 2025-03-31 | Yes
DAS SOLAR CO LTD | DAS-WH108PA-420 | 2023-02-06 | 2025-03-31 | Yes
DAS SOLAR CO LTD | DAS-WH120PA-440 | 2021-09-09 | 2025-03-31 | Yes
DAS SOLAR CO LTD | DAS-WH120PA-445 | 2021-09-09 | 2025-03-31 | Yes
DAS SOLAR CO LTD | DAS-WH120PA-450 | 2021-09-09 | 2025-03-31 | Yes
DAS SOLAR CO LTD | DAS-WH120PA-455 | 2021-09-09 | 2025-03-31 | Yes
DAS SOLAR CO LTD | DAS-WH132PA-485 | 2021-09-09 | 2025-03-31 | Yes
DAS SOLAR CO LTD | DAS-WH132PA-490 | 2021-09-09 | 2025-03-31 | Yes
DAS SOLAR CO LTD | DAS-WH132PA-495 | 2021-09-09 | 2025-03-31 | Yes
DAS SOLAR CO LTD | DAS-WH132PA-500 | 2021-09-09 | 2025-03-31 | Yes
DAS SOLAR CO LTD | DAS-WH144PA-530 | 2021-09-09 | 2025-03-31 | Yes
DAS SOLAR CO LTD | DAS-WH144PA-535 | 2021-09-09 | 2025-03-31 | Yes
DAS SOLAR CO LTD | DAS-WH144PA-540 | 2021-09-09 | 2025-03-31 | Yes
DAS SOLAR CO LTD | DAS-WH144PA-545 | 2021-09-09 | 2025-03-31 | Yes
DAS SOLAR CO LTD | DAS-WH144PA-550 | 2023-02-06 | 2025-03-31 | Yes
DAS SOLAR CO LTD | DAS-WH144PA-555 | 2023-02-06 | 2025-03-31 | Yes
DAS SOLAR CO LTD | DAS-WH144PA-560 | 2023-02-06 | 2025-03-31 | Yes
DAS SOLAR CO LTD | DAS-WH144PA-565 | 2024-02-01 | 2025-03-31 | Yes
DualSun SAS | DS425M12-B320SBB7 | 2022-10-21 | 2025-03-31 | Yes
EEMU Pty Ltd T/A Ausgem Energy | AG-OS108N-415 | 2022-03-25 | 2025-03-31 | Yes
FuturaSun S R L | FU370M Silk Nova Red (IEC 61215-2021) | 2025-07-08 | 2028-07-08 | Yes
FuturaSun S R L | FU370MV Silk Nova Red (IEC 61215-2021) | 2025-07-08 | 2028-07-08 | Yes
FuturaSun S R L | FU380MV Silk Nova Orange (IEC 61215-2021) | 2025-07-08 | 2028-07-08 | Yes
FuturaSun S R L | FU430M Silk Nova (IEC 61215-2021) | 2025-07-08 | 2028-07-08 | Yes
FuturaSun S R L | FU430MV Silk Nova (IEC 61215-2021) | 2025-07-08 | 2028-07-08 | Yes
FuturaSun S R L | FU440M Silk Nova (IEC 61215-2021) | 2025-07-08 | 2028-07-08 | Yes
FuturaSun S R L | FU440MV Silk Nova (IEC 61215-2021) | 2025-07-08 | 2028-07-08 | Yes
FuturaSun S R L | FU440MV Silk Rhino (IEC 61215-2021) | 2025-07-08 | 2028-07-08 | Yes
FuturaSun S R L | FU450MV Silk Nova (IEC 61215-2021) | 2025-07-08 | 2028-07-08 | Yes
FuturaSun S R L | FU450MV Silk Rhino (IEC 61215-2021) | 2025-07-08 | 2028-07-08 | Yes
FuturaSun S R L | FU455MV Silk Nova (IEC 61215-2021) | 2025-07-08 | 2028-07-08 | Yes
FuturaSun S R L | FU490MV Silk Nova (IEC 61215-2021) | 2025-07-08 | 2028-07-08 | Yes
FuturaSun S R L | FU510MV Silk Nova Red (IEC 61215-2021) | 2025-07-08 | 2028-07-08 | Yes
FuturaSun S R L | FU520MV Silk Nova Orange (IEC 61215-2021) | 2025-07-08 | 2028-07-08 | Yes
FuturaSun S R L | FU570MV Silk Nova (IEC 61215-2021) | 2025-07-08 | 2028-07-08 | Yes
FuturaSun S R L | FU580MV Silk Nova (IEC 61215-2021) | 2025-07-08 | 2028-07-08 | Yes
FuturaSun S R L | FU590MV Silk Nova (IEC 61215-2021) | 2025-07-08 | 2028-07-08 | Yes
FuturaSun S R L | FU625MV Silk Nova (IEC 61215-2021) | 2025-07-08 | 2028-07-08 | Yes
GCL System Integration Technology Co Ltd | GCL-NT10/72GDF580 (IEC 61215-2021) | 2024-08-30 | 2027-08-30 | Yes
GCL System Integration Technology Co Ltd | GCL-NT10/72GDF585 (IEC 61215-2021) | 2024-08-30 | 2027-08-30 | Yes
GCL System Integration Technology Co Ltd | GCL-NT10/72GDF590 (IEC 61215-2021) | 2024-08-30 | 2027-08-30 | Yes
GCL System Integration Technology Co Ltd | GCL-NT10/72GDF595 (IEC 61215-2021) | 2024-08-30 | 2027-08-30 | Yes
GCL System Integration Technology Co Ltd | GCL-NT10/72GDF600 (IEC 61215-2021) | 2025-10-22 | 2028-10-22 | Yes
GCL System Integration Technology Co Ltd | GCL-NT10/72GDF605 (IEC 61215-2021) | 2025-10-22 | 2028-10-22 | Yes
GCL System Integration Technology Co Ltd | GCL-NT10R/54BGDF435 (IEC 61215-2021) | 2024-08-30 | 2027-08-30 | Yes
GCL System Integration Technology Co Ltd | GCL-NT10R/54BGDF440 (IEC 61215-2021) | 2024-08-30 | 2027-08-30 | Yes
GCL System Integration Technology Co Ltd | GCL-NT10R/54BGDF445 (IEC 61215-2021) | 2024-08-30 | 2027-08-30 | Yes
GCL System Integration Technology Co Ltd | GCL-NT10R/54BGDF450 (IEC 61215-2021) | 2024-08-30 | 2027-08-30 | Yes
GCL System Integration Technology Co Ltd | GCL-NT10R/54GDF440 (IEC 61215-2021) | 2024-08-30 | 2027-08-30 | Yes
GCL System Integration Technology Co Ltd | GCL-NT10R/54GDF445 (IEC 61215-2021) | 2024-08-30 | 2027-08-30 | Yes
GCL System Integration Technology Co Ltd | GCL-NT10R/54GDF450 (IEC 61215-2021) | 2024-08-30 | 2027-08-30 | Yes
GCL System Integration Technology Co Ltd | GCL-NT10R/54GDF455 (IEC 61215-2021) | 2024-08-30 | 2027-08-30 | Yes
GCL System Integration Technology Co Ltd | GCL-NT12/66GDF695 (IEC 61215-2021) | 2024-08-30 | 2027-08-30 | Yes
GCL System Integration Technology Co Ltd | GCL-NT12/66GDF700 (IEC 61215-2021) | 2024-08-30 | 2027-08-30 | Yes
GCL System Integration Technology Co Ltd | GCL-NT12/66GDF705 (IEC 61215-2021) | 2024-08-30 | 2027-08-30 | Yes
GCL System Integration Technology Co Ltd | GCL-NT12/66GDF710 (IEC 61215-2021) | 2024-08-30 | 2027-08-30 | Yes
GCL System Integration Technology Co Ltd | GCL-NT12/66GDF715 (IEC 61215-2021) | 2025-10-22 | 2028-10-22 | Yes
GCL System Integration Technology Co Ltd | GCL-NT12/66GDF720 (IEC 61215-2021) | 2025-10-22 | 2028-10-22 | Yes
GCL System Integration Technology Co Ltd | GCL-NT12/66GDF725 (IEC 61215-2021) | 2025-10-22 | 2028-10-22 | Yes
GCL System Integration Technology Co Ltd | GCL-NT12R/48BGDF440 (IEC 61215-2021) | 2025-10-22 | 2028-10-22 | Yes
GCL System Integration Technology Co Ltd | GCL-NT12R/48BGDF445 (IEC 61215-2021) | 2025-10-22 | 2028-10-22 | Yes
GCL System Integration Technology Co Ltd | GCL-NT12R/48BGDF450 (IEC 61215-2021) | 2025-10-22 | 2028-10-22 | Yes
GCL System Integration Technology Co Ltd | GCL-NT12R/48GDF440 (IEC 61215-2021) | 2025-10-22 | 2028-10-22 | Yes
GCL System Integration Technology Co Ltd | GCL-NT12R/48GDF445 (IEC 61215-2021) | 2025-10-22 | 2028-10-22 | Yes
GCL System Integration Technology Co Ltd | GCL-NT12R/48GDF450 (IEC 61215-2021) | 2025-10-22 | 2028-10-22 | Yes
GCL System Integration Technology Co Ltd | GCL-NT12R/48GDF455 (IEC 61215-2021) | 2025-10-22 | 2028-10-22 | Yes
GCL System Integration Technology Co Ltd | GCL-NT12R/54BGDF495 (IEC 61215-2021) | 2025-10-22 | 2028-10-22 | Yes
GCL System Integration Technology Co Ltd | GCL-NT12R/54BGDF500 (IEC 61215-2021) | 2025-10-22 | 2028-10-22 | Yes
GCL System Integration Technology Co Ltd | GCL-NT12R/54BGDF505 (IEC 61215-2021) | 2025-10-22 | 2028-10-22 | Yes
GCL System Integration Technology Co Ltd | GCL-NT12R/54GDF505 (IEC 61215-2021) | 2025-10-22 | 2028-10-22 | Yes
GCL System Integration Technology Co Ltd | GCL-NT12R/54GDF510 (IEC 61215-2021) | 2025-10-22 | 2028-10-22 | Yes
GCL System Integration Technology Co Ltd | GCL-NT12R/54GDF515 (IEC 61215-2021) | 2025-10-22 | 2028-10-22 | Yes
GCL System Integration Technology Co Ltd | GCL-NT12R/66GDF605 (IEC 61215-2021) | 2024-08-30 | 2027-08-30 | Yes
GCL System Integration Technology Co Ltd | GCL-NT12R/66GDF610 (IEC 61215-2021) | 2024-08-30 | 2027-08-30 | Yes
GCL System Integration Technology Co Ltd | GCL-NT12R/66GDF615 (IEC 61215-2021) | 2024-08-30 | 2027-08-30 | Yes
GCL System Integration Technology Co Ltd | GCL-NT12R/66GDF620 (IEC 61215-2021) | 2024-08-30 | 2027-08-30 | Yes
GCL System Integration Technology Co Ltd | GCL-NT12R/66GDF625 (IEC 61215-2021) | 2025-10-22 | 2028-10-22 | Yes
GCL System Integration Technology Co Ltd | GCL-NT12R/66GDF630 (IEC 61215-2021) | 2025-10-22 | 2028-10-22 | Yes
German Solar Asia PTE Ltd | GSA-N16/108HG430W (IEC 61215-2021) | 2025-10-13 | 2028-10-13 | Yes
German Solar Asia PTE Ltd | GSA-N16/108HG435W (IEC 61215-2021) | 2025-10-13 | 2028-10-13 | Yes
German Solar Asia PTE Ltd | GSA-N16/108HG440W (IEC 61215-2021) | 2025-10-13 | 2028-10-13 | Yes
German Solar Asia PTE Ltd | GSA-N16/108HG445W (IEC 61215-2021) | 2025-10-13 | 2028-10-13 | Yes
German Solar Asia PTE Ltd | GSA-N16/132HG530W (IEC 61215-2021) | 2025-10-13 | 2028-10-13 | Yes
German Solar Asia PTE Ltd | GSA-N16/132HG535W (IEC 61215-2021) | 2025-10-13 | 2028-10-13 | Yes
German Solar Asia PTE Ltd | GSA-N16/132HG540W (IEC 61215-2021) | 2025-10-13 | 2028-10-13 | Yes
German Solar Asia PTE Ltd | GSA-N16/132HG545W (IEC 61215-2021) | 2025-10-13 | 2028-10-13 | Yes
German Solar Asia PTE Ltd | GSA-N16/144HG580W (IEC 61215-2021) | 2025-10-13 | 2028-10-13 | Yes
German Solar Asia PTE Ltd | GSA-N16/144HG585W (IEC 61215-2021) | 2025-10-13 | 2028-10-13 | Yes
German Solar Asia PTE Ltd | GSA-N16/144HG590W (IEC 61215-2021) | 2025-10-13 | 2028-10-13 | Yes
German Solar Asia PTE Ltd | GSA-N16/144HG595W (IEC 61215-2021) | 2025-10-13 | 2028-10-13 | Yes
German Solar Asia PTE Ltd | GSA-N16A/108HG450W (IEC 61215-2021) | 2025-10-13 | 2028-10-13 | Yes
German Solar Asia PTE Ltd | GSA-N16A/108HG455W (IEC 61215-2021) | 2025-10-13 | 2028-10-13 | Yes
German Solar Asia PTE Ltd | GSA-N16A/108HG460W (IEC 61215-2021) | 2025-10-13 | 2028-10-13 | Yes
German Solar Asia PTE Ltd | GSA-N18/132HG695W (IEC 61215-2021) | 2025-10-13 | 2028-10-13 | Yes
German Solar Asia PTE Ltd | GSA-N18/132HG700W (IEC 61215-2021) | 2025-10-13 | 2028-10-13 | Yes
German Solar Asia PTE Ltd | GSA-N18/132HG705W (IEC 61215-2021) | 2025-10-13 | 2028-10-13 | Yes
German Solar Asia PTE Ltd | GSA-N18/132HG710W (IEC 61215-2021) | 2025-10-13 | 2028-10-13 | Yes
German Solar Asia PTE Ltd | GSA-N18/132HG715W (IEC 61215-2021) | 2025-10-13 | 2028-10-13 | Yes
Gokin Solar Co Ltd | GK-1-54HTBD-435M (IEC 61215-2021) | 2025-03-11 | 2028-03-11 | Yes
Gokin Solar Co Ltd | GK-1-54HTBD-440M (IEC 61215-2021) | 2025-03-11 | 2028-03-11 | Yes
Gokin Solar Co Ltd | GK-1-54HTBD-445M (IEC 61215-2021) | 2025-03-11 | 2028-03-11 | Yes
Gokin Solar Co Ltd | GK-1-72HPBD-550M (IEC 61215-2021) | 2025-03-11 | 2028-03-11 | Yes
Gokin Solar Co Ltd | GK-1-72HPBD-555M (IEC 61215-2021) | 2025-03-11 | 2028-03-11 | Yes
Gokin Solar Co Ltd | GK-1-72HTBD-580M (IEC 61215-2021) | 2025-03-11 | 2028-03-11 | Yes
Gokin Solar Co Ltd | GK-1-72HTBD-585M (IEC 61215-2021) | 2025-03-11 | 2028-03-11 | Yes
Gokin Solar Co Ltd | GK-1-72HTBD-590M (IEC 61215-2021) | 2025-03-11 | 2028-03-11 | Yes
Gokin Solar Co Ltd | GK-1-78HTBD-625M (IEC 61215-2021) | 2025-03-11 | 2028-03-11 | Yes
Gokin Solar Co Ltd | GK-1-78HTBD-630M (IEC 61215-2021) | 2025-03-11 | 2028-03-11 | Yes
Gokin Solar Co Ltd | GK-2-66HTBD-695M (IEC 61215-2021) | 2025-03-11 | 2028-03-11 | Yes
Gokin Solar Co Ltd | GK-2-66HTBD-700M (IEC 61215-2021) | 2025-03-11 | 2028-03-11 | Yes
Gokin Solar Co Ltd | GK-3-54HG-475M (IEC 61215-2021) | 2026-02-02 | 2029-02-02 | Yes
Gokin Solar Co Ltd | GK-3-54HG-480M (IEC 61215-2021) | 2026-02-02 | 2029-02-02 | Yes
Gokin Solar Co Ltd | GK-3-54HGb-470M (IEC 61215-2021) | 2026-02-02 | 2029-02-02 | Yes
Gokin Solar Co Ltd | GK-3-54HGb-475M (IEC 61215-2021) | 2026-02-02 | 2029-02-02 | Yes
Gokin Solar Co Ltd | GK-3-54HGBD-475M (IEC 61215-2021) | 2026-01-20 | 2029-01-20 | Yes
Gokin Solar Co Ltd | GK-3-54HGDb-475M (IEC 61215-2021) | 2026-01-20 | 2029-01-20 | Yes
Gokin Solar Co Ltd | GK-3-54HTBD-465M (IEC 61215-2021) | 2025-03-11 | 2028-03-11 | Yes
Gokin Solar Co Ltd | GK-3-54HTBD-470M (IEC 61215-2021) | 2025-03-11 | 2028-03-11 | Yes
Gokin Solar Co Ltd | GK-4-48HTBD-440M (IEC 61215-2021) | 2025-03-11 | 2028-03-11 | Yes
Gokin Solar Co Ltd | GK-4-48HTBD-445M (IEC 61215-2021) | 2025-03-11 | 2028-03-11 | Yes
Gokin Solar Co Ltd | GK-4-48HTBD-450M (IEC 61215-2021) | 2025-03-11 | 2028-03-11 | Yes
Gokin Solar Co Ltd | GK-5-54HG-470M (IEC 61215-2021) | 2026-02-02 | 2029-02-02 | Yes
Gokin Solar Co Ltd | GK-5-54HG-475M (IEC 61215-2021) | 2026-02-02 | 2029-02-02 | Yes
Gokin Solar Co Ltd | GK-5-54HGb-470M (IEC 61215-2021) | 2026-02-02 | 2029-02-02 | Yes
Gokin Solar Co Ltd | GK-5-54HGb-475M (IEC 61215-2021) | 2026-02-02 | 2029-02-02 | Yes
Gokin Solar Co Ltd | GK-5-54HGBD-470M (IEC 61215-2021) | 2026-01-20 | 2029-01-20 | Yes
Gokin Solar Co Ltd | GK-5-54HGBD-475M (IEC 61215-2021) | 2026-01-20 | 2029-01-20 | Yes
Gokin Solar Co Ltd | GK-5-54HGDb-470M (IEC 61215-2021) | 2026-01-20 | 2029-01-20 | Yes
Gokin Solar Co Ltd | GK-5-54HGDb-475M (IEC 61215-2021) | 2026-01-20 | 2029-01-20 | Yes
Gokin Solar Co Ltd | GK-5-60HG-525M (IEC 61215-2021) | 2026-02-02 | 2029-02-02 | Yes
Gokin Solar Co Ltd | GK-5-60HG-530M (IEC 61215-2021) | 2026-02-02 | 2029-02-02 | Yes
Gokin Solar Co Ltd | GK-5-60HGb-520M (IEC 61215-2021) | 2026-02-02 | 2029-02-02 | Yes
Gokin Solar Co Ltd | GK-5-60HGBD-520M (IEC 61215-2021) | 2026-01-20 | 2029-01-20 | Yes
Gokin Solar Co Ltd | GK-5-60HGBD-525M (IEC 61215-2021) | 2026-01-20 | 2029-01-20 | Yes
Gokin Solar Co Ltd | GK-5-60HGDb-520M (IEC 61215-2021) | 2026-01-20 | 2029-01-20 | Yes
GoodWe (GuangDe) Power Supply Technology Co Ltd | BMT-G3/088A(310W) (IEC 61215-2021) | 2024-04-19 | 2027-04-19 | Yes
GoodWe (GuangDe) Power Supply Technology Co Ltd | BMT-G3/088A(315W) (IEC 61215-2021) | 2024-04-19 | 2027-04-19 | Yes
GoodWe (GuangDe) Power Supply Technology Co Ltd | BMT-G3/088A(320W) (IEC 61215-2021) | 2024-04-19 | 2027-04-19 | Yes
GoodWe (GuangDe) Power Supply Technology Co Ltd | BMT-G3/088A(330W) (IEC 61215-2021) | 2024-04-19 | 2027-04-19 | Yes
GoodWe (GuangDe) Power Supply Technology Co Ltd | BMT-G3/088A(335W) (IEC 61215-2021) | 2024-04-19 | 2027-04-19 | Yes
GoodWe (GuangDe) Power Supply Technology Co Ltd | BMT-G3/088A(340W) (IEC 61215-2021) | 2024-04-19 | 2027-04-19 | Yes
GoodWe (GuangDe) Power Supply Technology Co Ltd | BMT-G3/088A(350W) (IEC 61215-2021) | 2024-04-19 | 2027-04-19 | Yes
GoodWe (GuangDe) Power Supply Technology Co Ltd | BMT-G3/088A(355W) (IEC 61215-2021) | 2024-04-19 | 2027-04-19 | Yes
GoodWe (GuangDe) Power Supply Technology Co Ltd | BMT-G3/088A(360W) (IEC 61215-2021) | 2024-08-05 | 2027-08-05 | Yes
GoodWe (GuangDe) Power Supply Technology Co Ltd | BMT-G3/088A(365W) (IEC 61215-2021) | 2025-12-12 | 2028-12-12 | Yes
GoodWe (GuangDe) Power Supply Technology Co Ltd | BMT-G3/088A(370W) (IEC 61215-2021) | 2025-12-12 | 2028-12-12 | Yes
GoodWe (GuangDe) Power Supply Technology Co Ltd | BMT-G3/088A(375W) (IEC 61215-2021) | 2025-12-12 | 2028-12-12 | Yes
GoodWe (GuangDe) Power Supply Technology Co Ltd | BMT-G4/088A(330W) (IEC 61215-2021) | 2024-04-19 | 2027-04-19 | Yes
GoodWe (GuangDe) Power Supply Technology Co Ltd | BMT-G4/088A(335W) (IEC 61215-2021) | 2024-04-19 | 2027-04-19 | Yes
GoodWe (GuangDe) Power Supply Technology Co Ltd | BMT-G4/088A(340W) (IEC 61215-2021) | 2024-04-19 | 2027-04-19 | Yes
GoodWe (GuangDe) Power Supply Technology Co Ltd | BMT-G4/088A(350W) (IEC 61215-2021) | 2024-04-19 | 2027-04-19 | Yes
GoodWe (GuangDe) Power Supply Technology Co Ltd | BMT-G4/088A(355W) (IEC 61215-2021) | 2024-04-19 | 2027-04-19 | Yes
GoodWe (GuangDe) Power Supply Technology Co Ltd | BMT-G4/088A(360W) (IEC 61215-2021) | 2024-08-05 | 2027-08-05 | Yes
GoodWe (GuangDe) Power Supply Technology Co Ltd | BMT-G4/088A(365W) (IEC 61215-2021) | 2025-12-12 | 2028-12-12 | Yes
GoodWe (GuangDe) Power Supply Technology Co Ltd | BMT-G4/088A(370W) (IEC 61215-2021) | 2025-12-12 | 2028-12-12 | Yes
GoodWe (GuangDe) Power Supply Technology Co Ltd | BMT-G4/088A(375W) (IEC 61215-2021) | 2025-12-12 | 2028-12-12 | Yes
GoodWe (GuangDe) Power Supply Technology Co Ltd | BMT-G4/108A(410W) (IEC 61215-2021) | 2024-04-19 | 2027-04-19 | Yes
GoodWe (GuangDe) Power Supply Technology Co Ltd | BMT-G4/108A(415W) (IEC 61215-2021) | 2024-04-19 | 2027-04-19 | Yes
GoodWe (GuangDe) Power Supply Technology Co Ltd | BMT-G4/108A(420W) (IEC 61215-2021) | 2024-04-19 | 2027-04-19 | Yes
GoodWe (GuangDe) Power Supply Technology Co Ltd | BMT-G4/108A(440W) (IEC 61215-2021) | 2024-08-05 | 2027-08-05 | Yes
GoodWe (GuangDe) Power Supply Technology Co Ltd | BMT-G4/108A(445W) (IEC 61215-2021) | 2025-04-10 | 2028-04-10 | Yes
GoodWe (GuangDe) Power Supply Technology Co Ltd | BMT-G4/108A(450W) (IEC 61215-2021) | 2025-12-12 | 2028-12-12 | Yes
GoodWe (GuangDe) Power Supply Technology Co Ltd | BMT-G4/108A(455W) (IEC 61215-2021) | 2025-12-12 | 2028-12-12 | Yes
GoodWe (GuangDe) Power Supply Technology Co Ltd | BMT-G4/144A(580W) (IEC 61215-2021) | 2025-04-10 | 2028-04-10 | Yes
GoodWe (GuangDe) Power Supply Technology Co Ltd | BMT-G4/144A(585W) (IEC 61215-2021) | 2025-04-10 | 2028-04-10 | Yes
GoodWe (GuangDe) Power Supply Technology Co Ltd | BMT-G4/144A(590W) (IEC 61215-2021) | 2025-04-10 | 2028-04-10 | Yes
GoodWe (GuangDe) Power Supply Technology Co Ltd | BMT-G5/108A(435W) (IEC 61215-2021) | 2025-04-10 | 2028-04-10 | Yes
GoodWe (GuangDe) Power Supply Technology Co Ltd | BMT-G5/108A(440W) (IEC 61215-2021) | 2025-04-10 | 2028-04-10 | Yes
GoodWe (GuangDe) Power Supply Technology Co Ltd | BMT-G5/108A(445W) (IEC 61215-2021) | 2025-04-10 | 2028-04-10 | Yes
GoodWe (GuangDe) Power Supply Technology Co Ltd | BMT-G5/120A(485W) (IEC 61215-2021) | 2025-04-10 | 2028-04-10 | Yes
GoodWe (GuangDe) Power Supply Technology Co Ltd | BMT-G5/120A(490W) (IEC 61215-2021) | 2025-04-10 | 2028-04-10 | Yes
GoodWe (GuangDe) Power Supply Technology Co Ltd | BMT-G5/120A(495W) (IEC 61215-2021) | 2025-04-10 | 2028-04-10 | Yes
GoodWe (GuangDe) Power Supply Technology Co Ltd | BMT-G5/132A(535W) (IEC 61215-2021) | 2025-04-10 | 2028-04-10 | Yes
GoodWe (GuangDe) Power Supply Technology Co Ltd | BMT-G5/132A(540W) (IEC 61215-2021) | 2025-04-10 | 2028-04-10 | Yes
GoodWe (GuangDe) Power Supply Technology Co Ltd | BMT-G5/132A(545W) (IEC 61215-2021) | 2025-04-10 | 2028-04-10 | Yes
GoodWe (GuangDe) Power Supply Technology Co Ltd | BMT-G5/144A(580W) (IEC 61215-2021) | 2025-04-10 | 2028-04-10 | Yes
GoodWe (GuangDe) Power Supply Technology Co Ltd | BMT-G5/144A(585W) (IEC 61215-2021) | 2025-04-10 | 2028-04-10 | Yes
GoodWe (GuangDe) Power Supply Technology Co Ltd | BMT-G5/144A(590W) (IEC 61215-2021) | 2025-04-10 | 2028-04-10 | Yes
GoodWe (GuangDe) Power Supply Technology Co Ltd | BMT-G5/144A(595W) (IEC 61215-2021) | 2025-12-12 | 2028-12-12 | Yes
GoodWe (GuangDe) Power Supply Technology Co Ltd | BMT-G5/144A(600W) (IEC 61215-2021) | 2025-12-12 | 2028-12-12 | Yes
GoodWe (GuangDe) Power Supply Technology Co Ltd | BMT-G5/144A(605W) (IEC 61215-2021) | 2025-12-12 | 2028-12-12 | Yes
GoodWe (GuangDe) Power Supply Technology Co Ltd | BMT-L2/080A (275W) (IEC 61215-2021) | 2024-08-05 | 2027-08-05 | Yes
GoodWe (GuangDe) Power Supply Technology Co Ltd | BMT-L2/080A (280W) (IEC 61215-2021) | 2024-08-05 | 2027-08-05 | Yes
GoodWe (GuangDe) Power Supply Technology Co Ltd | BMT-L2/080A (285W) (IEC 61215-2021) | 2024-08-05 | 2027-08-05 | Yes
GoodWe (GuangDe) Power Supply Technology Co Ltd | BMT-L2/080A (290W) (IEC 61215-2021) | 2024-08-05 | 2027-08-05 | Yes
GoodWe (GuangDe) Power Supply Technology Co Ltd | BMT-L2/080A (295W) (IEC 61215-2021) | 2024-08-05 | 2027-08-05 | Yes
GoodWe (GuangDe) Power Supply Technology Co Ltd | BMT-L2/080A (300W) (IEC 61215-2021) | 2024-08-05 | 2027-08-05 | Yes
GoodWe (GuangDe) Power Supply Technology Co Ltd | BMT-P2/108A (435W) (IEC 61215-2021) | 2025-04-10 | 2028-04-10 | Yes
GoodWe (GuangDe) Power Supply Technology Co Ltd | BMT-P2/108A (440W) (IEC 61215-2021) | 2025-04-10 | 2028-04-10 | Yes
GoodWe (GuangDe) Power Supply Technology Co Ltd | BMT-P2/108A (505W) (IEC 61215-2021) | 2025-12-12 | 2028-12-12 | Yes
GoodWe (GuangDe) Power Supply Technology Co Ltd | BMT-P2/108A (510W) (IEC 61215-2021) | 2025-12-12 | 2028-12-12 | Yes
GoodWe (GuangDe) Power Supply Technology Co Ltd | BMT-P2/120A (485W) (IEC 61215-2021) | 2025-04-10 | 2028-04-10 | Yes
GoodWe (GuangDe) Power Supply Technology Co Ltd | BMT-P2/120A (490W) (IEC 61215-2021) | 2025-04-10 | 2028-04-10 | Yes
GoodWe (GuangDe) Power Supply Technology Co Ltd | BMT-P2/120A (560W) (IEC 61215-2021) | 2025-12-12 | 2028-12-12 | Yes
GoodWe (GuangDe) Power Supply Technology Co Ltd | BMT-P2/120A (565W) (IEC 61215-2021) | 2025-12-12 | 2028-12-12 | Yes
GoodWe (GuangDe) Power Supply Technology Co Ltd | BMT-P2/120A (570W) (IEC 61215-2021) | 2025-12-12 | 2028-12-12 | Yes
GoodWe (GuangDe) Power Supply Technology Co Ltd | BMT-P2/132A (535W) (IEC 61215-2021) | 2024-08-05 | 2027-08-05 | Yes
GoodWe (GuangDe) Power Supply Technology Co Ltd | BMT-P2/132A (540W) (IEC 61215-2021) | 2024-08-05 | 2027-08-05 | Yes
GoodWe (GuangDe) Power Supply Technology Co Ltd | BMT-P2/132A(505W) (IEC 61215-2021) | 2024-06-03 | 2027-06-03 | Yes
GoodWe (GuangDe) Power Supply Technology Co Ltd | BMT-P2/132A(525W) (IEC 61215-2021) | 2024-06-03 | 2027-06-03 | Yes
GoodWe (GuangDe) Power Supply Technology Co Ltd | BMT-P2/132A(600W) (IEC 61215-2021) | 2024-06-03 | 2027-06-03 | Yes
GoodWe (GuangDe) Power Supply Technology Co Ltd | BMT-P2/132A(605W) (IEC 61215-2021) | 2024-06-03 | 2027-06-03 | Yes
GoodWe (GuangDe) Power Supply Technology Co Ltd | BMT-P2/144A (585W) (IEC 61215-2021) | 2024-08-05 | 2027-08-05 | Yes
GoodWe (GuangDe) Power Supply Technology Co Ltd | BMT-P2/144A(550W) (IEC 61215-2021) | 2024-06-03 | 2027-06-03 | Yes
GoodWe (GuangDe) Power Supply Technology Co Ltd | BMT-P2/144A(555W) (IEC 61215-2021) | 2024-06-03 | 2027-06-03 | Yes
GoodWe (GuangDe) Power Supply Technology Co Ltd | BMT-P2/144A(570W) (IEC 61215-2021) | 2024-06-03 | 2027-06-03 | Yes
GoodWe (GuangDe) Power Supply Technology Co Ltd | BMT-P2/144A(575W) (IEC 61215-2021) | 2024-06-03 | 2027-06-03 | Yes
GoodWe (GuangDe) Power Supply Technology Co Ltd | BMT-P2/144A(580W) (IEC 61215-2021) | 2024-06-03 | 2027-06-03 | Yes
GoodWe (GuangDe) Power Supply Technology Co Ltd | BMT-P2/144A(600W) (IEC 61215-2021) | 2024-06-03 | 2027-06-03 | Yes
GoodWe (GuangDe) Power Supply Technology Co Ltd | BMT-P2/144A(605W) (IEC 61215-2021) | 2024-06-03 | 2027-06-03 | Yes
GoodWe (GuangDe) Power Supply Technology Co Ltd | BMT-P2/144A(610W) (IEC 61215-2021) | 2024-06-03 | 2027-06-03 | Yes
GoodWe (GuangDe) Power Supply Technology Co Ltd | BMT-S2/006A(21W) (IEC 61215-2021) | 2024-06-03 | 2027-06-03 | Yes
GoodWe (GuangDe) Power Supply Technology Co Ltd | BMT-S2/006B(21W) (IEC 61215-2021) | 2024-06-03 | 2027-06-03 | Yes
GoodWe (GuangDe) Power Supply Technology Co Ltd | BMT-S2/012A(41W) (IEC 61215-2021) | 2024-06-03 | 2027-06-03 | Yes
GoodWe (GuangDe) Power Supply Technology Co Ltd | BMT-S2/012B(41W) (IEC 61215-2021) | 2024-06-03 | 2027-06-03 | Yes
GoodWe (GuangDe) Power Supply Technology Co Ltd | BMT-S2/024A (97W) (IEC 61215-2021) | 2024-08-05 | 2027-08-05 | Yes
GoodWe (GuangDe) Power Supply Technology Co Ltd | BMT-S2/024A(84W) (IEC 61215-2021) | 2024-06-03 | 2027-06-03 | Yes
GoodWe (GuangDe) Power Supply Technology Co Ltd | BMT-S2/024A(95W) (IEC 61215-2021) | 2024-06-03 | 2027-06-03 | Yes
GoodWe (GuangDe) Power Supply Technology Co Ltd | BMT-S2/024B (97W) (IEC 61215-2021) | 2024-08-05 | 2027-08-05 | Yes
GoodWe (GuangDe) Power Supply Technology Co Ltd | BMT-S2/024B(84W) (IEC 61215-2021) | 2024-06-03 | 2027-06-03 | Yes
GoodWe (GuangDe) Power Supply Technology Co Ltd | BMT-S2/024B(95W) (IEC 61215-2021) | 2024-06-03 | 2027-06-03 | Yes
GoodWe (GuangDe) Power Supply Technology Co Ltd | BMT-S2/032A (115W) (IEC 61215-2021) | 2024-08-05 | 2027-08-05 | Yes
GoodWe (GuangDe) Power Supply Technology Co Ltd | BMT-S2/032A (120W) (IEC 61215-2021) | 2024-08-05 | 2027-08-05 | Yes
GoodWe (GuangDe) Power Supply Technology Co Ltd | BMW-K1/054A(200W) (IEC 61215-2021) | 2024-04-19 | 2027-04-19 | Yes
GoodWe (GuangDe) Power Supply Technology Co Ltd | BMW-K1/054A(205W) (IEC 61215-2021) | 2024-04-19 | 2027-04-19 | Yes
GoodWe (GuangDe) Power Supply Technology Co Ltd | BMW-K1/054A(210W) (IEC 61215-2021) | 2024-08-05 | 2027-08-05 | Yes
GoodWe (GuangDe) Power Supply Technology Co Ltd | BMW-K1/054A(215W) (IEC 61215-2021) | 2024-08-05 | 2027-08-05 | Yes
GoodWe (GuangDe) Power Supply Technology Co Ltd | BMW-K1/060A(240W) (IEC 61215-2021) | 2025-12-12 | 2028-12-12 | Yes
GoodWe (GuangDe) Power Supply Technology Co Ltd | BMW-K1/060A(245W) (IEC 61215-2021) | 2025-12-12 | 2028-12-12 | Yes
GoodWe (GuangDe) Power Supply Technology Co Ltd | BMW-K1/108A(400W) (IEC 61215-2021) | 2024-04-19 | 2027-04-19 | Yes
GoodWe (GuangDe) Power Supply Technology Co Ltd | BMW-K1/108A(405W) (IEC 61215-2021) | 2024-04-19 | 2027-04-19 | Yes
GoodWe (GuangDe) Power Supply Technology Co Ltd | BMW-K1/108A(425W) (IEC 61215-2021) | 2024-08-05 | 2027-08-05 | Yes
GoodWe (GuangDe) Power Supply Technology Co Ltd | BMW-K1/108A(430W) (IEC 61215-2021) | 2024-08-05 | 2027-08-05 | Yes
GoodWe (GuangDe) Power Supply Technology Co Ltd | BMW-K1/120A(485W) (IEC 61215-2021) | 2025-12-12 | 2028-12-12 | Yes
GoodWe (GuangDe) Power Supply Technology Co Ltd | BMW-K1/120A(490W) (IEC 61215-2021) | 2025-12-12 | 2028-12-12 | Yes
Green Energy Technologies | GET440-48NRD2 (IEC 61215-2021) | 2025-05-07 | 2028-05-07 | Yes
Green Energy Technologies | GET440-48NRD2-B (IEC 61215-2021) | 2025-05-07 | 2028-05-07 | Yes
Green Energy Technologies | GET445-48NRD2 (IEC 61215-2021) | 2025-05-07 | 2028-05-07 | Yes
Green Energy Technologies | GET445-48NRD2-B (IEC 61215-2021) | 2025-05-07 | 2028-05-07 | Yes
Green Energy Technologies | GET450-48NRD2 (IEC 61215-2021) | 2025-05-07 | 2028-05-07 | Yes
Green Energy Technologies | GET450-48NRD2-B (IEC 61215-2021) | 2025-05-07 | 2028-05-07 | Yes
Green Energy Technologies | GET455-48NRD2 (IEC 61215-2021) | 2025-05-07 | 2028-05-07 | Yes
Green Energy Technologies | GET455-48NRD2-B (IEC 61215-2021) | 2025-05-07 | 2028-05-07 | Yes
Green Energy Technologies | GET470-48NRD1 (IEC 61215-2021) | 2025-09-09 | 2028-09-09 | Yes
Green Energy Technologies | GET470-48NRD1-B (IEC 61215-2021) | 2025-09-09 | 2028-09-09 | Yes
Green Energy Technologies | GET475-48NRD1 (IEC 61215-2021) | 2025-09-09 | 2028-09-09 | Yes
Green Energy Technologies | GET495-54NRD2 (IEC 61215-2021) | 2025-05-07 | 2028-05-07 | Yes
Green Energy Technologies | GET500-54NRD2 (IEC 61215-2021) | 2025-05-07 | 2028-05-07 | Yes
Green Energy Technologies | GET505-54NRD2 (IEC 61215-2021) | 2025-05-07 | 2028-05-07 | Yes
Green Energy Technologies | GET510-54NRD2 (IEC 61215-2021) | 2025-05-07 | 2028-05-07 | Yes
Green Energy Technologies | GET515-54NRD2 (IEC 61215-2021) | 2025-05-07 | 2028-05-07 | Yes
Guangdong Hongjun Juneng New Energy Co Ltd | HJH-AB110DS0-580 (IEC 61215-2021) | 2025-03-19 | 2028-03-19 | Yes
Guangdong Hongjun Juneng New Energy Co Ltd | HJH-AB110DS0-585 (IEC 61215-2021) | 2025-03-19 | 2028-03-19 | Yes
Guangdong Hongjun Juneng New Energy Co Ltd | HJH-AB110DS0-590 (IEC 61215-2021) | 2025-03-19 | 2028-03-19 | Yes
Guangdong Hongjun Juneng New Energy Co Ltd | HJH-AB110DS0-595 (IEC 61215-2021) | 2025-03-19 | 2028-03-19 | Yes
Guangdong Hongjun Juneng New Energy Co Ltd | HJH-AB110DS0-605 (IEC 61215-2021) | 2025-03-19 | 2028-03-19 | Yes
Guangdong Hongjun Juneng New Energy Co Ltd | HJH-AB110DS0-610 (IEC 61215-2021) | 2025-03-19 | 2028-03-19 | Yes
Guangdong Hongjun Juneng New Energy Co Ltd | HJH-AB120DS0-650 (IEC 61215-2021) | 2025-03-19 | 2028-03-19 | Yes
Guangdong Hongjun Juneng New Energy Co Ltd | HJH-AB120DS0-655 (IEC 61215-2021) | 2025-03-19 | 2028-03-19 | Yes
Guangdong Hongjun Juneng New Energy Co Ltd | HJH-AB120DS0-660 (IEC 61215-2021) | 2025-03-19 | 2028-03-19 | Yes
Guangdong Hongjun Juneng New Energy Co Ltd | HJH-AB120DS0-665 (IEC 61215-2021) | 2025-03-19 | 2028-03-19 | Yes
Guangdong Hongjun Juneng New Energy Co Ltd | HJH-AB132DS0-690 (IEC 61215-2021) | 2025-03-19 | 2028-03-19 | Yes
Guangdong Hongjun Juneng New Energy Co Ltd | HJH-AB132DS0-695 (IEC 61215-2021) | 2025-03-19 | 2028-03-19 | Yes
Guangdong Hongjun Juneng New Energy Co Ltd | HJH-AB132DS0-700 (IEC 61215-2021) | 2025-03-19 | 2028-03-19 | Yes
Guangdong Hongjun Juneng New Energy Co Ltd | HJH-AB132DS0-705 (IEC 61215-2021) | 2025-03-19 | 2028-03-19 | Yes
Guangdong Hongjun Juneng New Energy Co Ltd | HJH-AB132DS0-710 (IEC 61215-2021) | 2025-03-19 | 2028-03-19 | Yes
Guangdong Hongjun Juneng New Energy Co Ltd | HJH-AB132DS0-715 (IEC 61215-2021) | 2025-03-19 | 2028-03-19 | Yes
Guangdong Hongjun Juneng New Energy Co Ltd | HJH-AB132DS0-720 (IEC 61215-2021) | 2025-03-19 | 2028-03-19 | Yes
Guangdong Hongjun Juneng New Energy Co Ltd | HJH-AB132DS0-725 (IEC 61215-2021) | 2025-03-19 | 2028-03-19 | Yes
Guangdong Hongjun Juneng New Energy Co Ltd | HJH-AB132DS0-730 (IEC 61215-2021) | 2025-03-19 | 2028-03-19 | Yes
Guangdong Lesso Banhao New Energy Technology Group Co Ltd | 430C(HBB)54(182) (IEC 61215-2021) | 2024-12-20 | 2027-12-20 | Yes
Guangdong Lesso Banhao New Energy Technology Group Co Ltd | 430C(HBD)54(182) (IEC 61215-2021) | 2025-01-22 | 2028-01-22 | Yes
Guangdong Lesso Banhao New Energy Technology Group Co Ltd | 430C(HPM)54(182) (IEC 61215-2021) | 2024-12-20 | 2027-12-20 | Yes
Guangdong Lesso Banhao New Energy Technology Group Co Ltd | 435C(HBB)54(182) (IEC 61215-2021) | 2024-12-20 | 2027-12-20 | Yes
Guangdong Lesso Banhao New Energy Technology Group Co Ltd | 435C(HBD)54(182) (IEC 61215-2021) | 2025-01-22 | 2028-01-22 | Yes
Guangdong Lesso Banhao New Energy Technology Group Co Ltd | 435C(HPM)54(182) (IEC 61215-2021) | 2024-12-20 | 2027-12-20 | Yes
Guangdong Lesso Banhao New Energy Technology Group Co Ltd | 440C(HBD)54(182) (IEC 61215-2021) | 2025-01-22 | 2028-01-22 | Yes
Guangdong Lesso Banhao New Energy Technology Group Co Ltd | 440C(HPM)54(182) (IEC 61215-2021) | 2024-12-20 | 2027-12-20 | Yes
Guangdong Lesso Banhao New Energy Technology Group Co Ltd | 580C(HBB)72(182) (IEC 61215-2021) | 2024-12-20 | 2027-12-20 | Yes
Guangdong Lesso Banhao New Energy Technology Group Co Ltd | 580C(HBD)72(182) (IEC 61215-2021) | 2025-01-22 | 2028-01-22 | Yes
Guangdong Lesso Banhao New Energy Technology Group Co Ltd | 580C(HPM)72(182) (IEC 61215-2021) | 2024-12-20 | 2027-12-20 | Yes
Guangdong Lesso Banhao New Energy Technology Group Co Ltd | 585C(HBB)72(182) (IEC 61215-2021) | 2024-12-20 | 2027-12-20 | Yes
Guangdong Lesso Banhao New Energy Technology Group Co Ltd | 585C(HBD)72(182) (IEC 61215-2021) | 2025-01-22 | 2028-01-22 | Yes
Guangdong Lesso Banhao New Energy Technology Group Co Ltd | 585C(HPM)72(182) (IEC 61215-2021) | 2024-12-20 | 2027-12-20 | Yes
Guangdong Lesso Banhao New Energy Technology Group Co Ltd | 590C(HBD)72(182) (IEC 61215-2021) | 2025-01-22 | 2028-01-22 | Yes
Guangdong Lesso Banhao New Energy Technology Group Co Ltd | 590C(HPM)72(182) (IEC 61215-2021) | 2024-12-20 | 2027-12-20 | Yes
Guangdong Lesso Banhao New Energy Technology Group Co Ltd | 595C(HBD)72(182) (IEC 61215-2021) | 2025-01-22 | 2028-01-22 | Yes
Guangdong Lesso Banhao New Energy Technology Group Co Ltd | 595C(HPM)72(182) (IEC 61215-2021) | 2024-12-20 | 2027-12-20 | Yes
Guangdong Lesso Banhao New Energy Technology Group Co Ltd | 600C(HBD)72(182) (IEC 61215-2021) | 2025-01-22 | 2028-01-22 | Yes
Guangdong Lesso Banhao New Energy Technology Group Co Ltd | 600C(HPM)72(182) (IEC 61215-2021) | 2024-12-20 | 2027-12-20 | Yes
Hanersun Energy Co Ltd | HN18N-54H440W (IEC 61215-2021) | 2025-04-07 | 2028-04-07 | Yes
Hanersun Energy Co Ltd | HN18N-54H445W (IEC 61215-2021) | 2025-04-07 | 2028-04-07 | Yes
Hanersun Energy Co Ltd | HN18N-54HT440W (IEC 61215-2021) | 2024-10-29 | 2027-10-29 | Yes
Hanersun Energy Co Ltd | HN18N-54HT445W (IEC 61215-2021) | 2024-10-29 | 2027-10-29 | Yes
Hanersun Energy Co Ltd | HN18N-60H475W (IEC 61215-2021) | 2025-04-07 | 2028-04-07 | Yes
Hanersun Energy Co Ltd | HN18N-60H480W (IEC 61215-2021) | 2025-04-07 | 2028-04-07 | Yes
Hanersun Energy Co Ltd | HN18N-60H485W (IEC 61215-2021) | 2025-04-07 | 2028-04-07 | Yes
Hanersun Energy Co Ltd | HN18N-60H490W (IEC 61215-2021) | 2025-04-07 | 2028-04-07 | Yes
Hanersun Energy Co Ltd | HN18N-60HT475W (IEC 61215-2021) | 2024-10-29 | 2027-10-29 | Yes
Hanersun Energy Co Ltd | HN18N-60HT480W (IEC 61215-2021) | 2024-10-29 | 2027-10-29 | Yes
Hanersun Energy Co Ltd | HN18N-60HT485W (IEC 61215-2021) | 2024-10-29 | 2027-10-29 | Yes
Hanersun Energy Co Ltd | HN18N-60HT490W (IEC 61215-2021) | 2024-10-29 | 2027-10-29 | Yes
Hanersun Energy Co Ltd | HN18N-72H580W (IEC 61215-2021) | 2025-04-07 | 2028-04-07 | Yes
Hanersun Energy Co Ltd | HN18N-72H585W (IEC 61215-2021) | 2025-04-07 | 2028-04-07 | Yes
Hanersun Energy Co Ltd | HN18N-72H590W (IEC 61215-2021) | 2025-04-07 | 2028-04-07 | Yes
Hanersun Energy Co Ltd | HN18N-72H595W (IEC 61215-2021) | 2025-04-07 | 2028-04-07 | Yes
Hanersun Energy Co Ltd | HN18N-72HT580W (IEC 61215-2021) | 2024-10-29 | 2027-10-29 | Yes
Hanersun Energy Co Ltd | HN18N-72HT585W (IEC 61215-2021) | 2024-10-29 | 2027-10-29 | Yes
Hanersun Energy Co Ltd | HN18N-72HT590W (IEC 61215-2021) | 2024-10-29 | 2027-10-29 | Yes
Hanersun Energy Co Ltd | HN18RN-54H450W (IEC 61215-2021) | 2025-04-07 | 2028-04-07 | Yes
Hanersun Energy Co Ltd | HN18RN-54H455W (IEC 61215-2021) | 2025-04-07 | 2028-04-07 | Yes
Hanersun Energy Co Ltd | HN18RN-54H460W (IEC 61215-2021) | 2025-04-07 | 2028-04-07 | Yes
Hanersun Energy Co Ltd | HN19RN-72HT630W (IEC 61215-2021) | 2024-10-29 | 2027-10-29 | Yes
Hanersun Energy Co Ltd | HN21N-60HT635W (IEC 61215-2021) | 2024-10-29 | 2027-10-29 | Yes
Hanersun Energy Co Ltd | HN21N-60HT640W (IEC 61215-2021) | 2024-10-29 | 2027-10-29 | Yes
Hanersun Energy Co Ltd | HN21N-66HT695W (IEC 61215-2021) | 2024-10-29 | 2027-10-29 | Yes
Hanersun Energy Co Ltd | HN21N-66HT700W (IEC 61215-2021) | 2024-10-29 | 2027-10-29 | Yes
Hanersun Energy Co Ltd | HN21N-66HT705W (IEC 61215-2021) | 2024-10-29 | 2027-10-29 | Yes
Hanersun Energy Co Ltd | HN21N-66HT710W (IEC 61215-2021) | 2026-02-06 | 2029-02-06 | Yes
Hanersun Energy Co Ltd | HN21N-66HT715W (IEC 61215-2021) | 2026-02-06 | 2029-02-06 | Yes
Hanersun Energy Co Ltd | HN21N-66HT720W (IEC 61215-2021) | 2026-02-06 | 2029-02-06 | Yes
Hanersun Energy Co Ltd | HN21N-66HT725W (IEC 61215-2021) | 2026-02-06 | 2029-02-06 | Yes
Hanersun Energy Co Ltd | HN21RN-48H445W (IEC 61215-2021) | 2025-04-07 | 2028-04-07 | Yes
Hanersun Energy Co Ltd | HN21RN-48H450W (IEC 61215-2021) | 2025-04-07 | 2028-04-07 | Yes
Hanersun Energy Co Ltd | HN21RN-48HT440W (IEC 61215-2021) | 2024-10-29 | 2027-10-29 | Yes
Hanersun Energy Co Ltd | HN21RN-48HT445W (IEC 61215-2021) | 2024-10-29 | 2027-10-29 | Yes
Hanersun Energy Co Ltd | HN21RN-48HT450W (IEC 61215-2021) | 2024-10-29 | 2027-10-29 | Yes
Hanersun Energy Co Ltd | HN21RN-48HT455W (IEC 61215-2021) | 2026-02-06 | 2029-02-06 | Yes
Hanersun Energy Co Ltd | HN21RN-48HT460W (IEC 61215-2021) | 2026-02-06 | 2029-02-06 | Yes
Hanersun Energy Co Ltd | HN21RN-48HT465W (IEC 61215-2021) | 2026-02-06 | 2029-02-06 | Yes
Hanersun Energy Co Ltd | HN21RN-48HT470W (IEC 61215-2021) | 2026-02-06 | 2029-02-06 | Yes
Hanersun Energy Co Ltd | HN21RN-48HT475W (IEC 61215-2021) | 2026-02-06 | 2029-02-06 | Yes
Hanersun Energy Co Ltd | HN21RN-54HT500W (IEC 61215-2021) | 2026-02-06 | 2029-02-06 | Yes
Hanersun Energy Co Ltd | HN21RN-54HT505W (IEC 61215-2021) | 2026-02-06 | 2029-02-06 | Yes
Hanersun Energy Co Ltd | HN21RN-54HT510W (IEC 61215-2021) | 2026-02-06 | 2029-02-06 | Yes
Hanersun Energy Co Ltd | HN21RN-54HT515W (IEC 61215-2021) | 2026-02-06 | 2029-02-06 | Yes
Hanersun Energy Co Ltd | HN21RN-54HT520W (IEC 61215-2021) | 2026-02-06 | 2029-02-06 | Yes
Hanersun Energy Co Ltd | HN21RN-54HT525W (IEC 61215-2021) | 2026-02-06 | 2029-02-06 | Yes
Hanersun Energy Co Ltd | HN21RN-54HT530W (IEC 61215-2021) | 2026-02-06 | 2029-02-06 | Yes
Hanersun Energy Co Ltd | HN21RN-66H615W (IEC 61215-2021) | 2025-04-07 | 2028-04-07 | Yes
Hanersun Energy Co Ltd | HN21RN-66H620W (IEC 61215-2021) | 2025-04-07 | 2028-04-07 | Yes
Hanersun Energy Co Ltd | HN21RN-66H625W (IEC 61215-2021) | 2025-04-07 | 2028-04-07 | Yes
Hanersun Energy Co Ltd | HN21RN-66HT610W (IEC 61215-2021) | 2025-04-07 | 2028-04-07 | Yes
Hanersun Energy Co Ltd | HN21RN-66HT615W (IEC 61215-2021) | 2025-04-07 | 2028-04-07 | Yes
Hanersun Energy Co Ltd | HN21RN-66HT625W (IEC 61215-2021) | 2024-10-29 | 2027-10-29 | Yes
Hanersun Energy Co Ltd | HN21RN-66HT630W (IEC 61215-2021) | 2024-10-29 | 2027-10-29 | Yes
Hanersun Energy Co Ltd | HN21RN-66HT635W (IEC 61215-2021) | 2026-02-06 | 2029-02-06 | Yes
Hanersun Energy Co Ltd | HN21RN-66HT640W (IEC 61215-2021) | 2026-02-06 | 2029-02-06 | Yes
Hanersun Energy Co Ltd | HN21RN-66HT645W (IEC 61215-2021) | 2026-02-06 | 2029-02-06 | Yes
Hanersun Energy Co Ltd | HN21RN-66HT650W (IEC 61215-2021) | 2026-02-06 | 2029-02-06 | Yes
Hanstars Digital Energy Co Ltd | HM420N-54S1-G2 (IEC 61215-2021) | 2025-08-15 | 2028-08-15 | Yes
Hanstars Digital Energy Co Ltd | HM420N-54S1-G3 (IEC 61215-2021) | 2025-08-15 | 2028-08-15 | Yes
Hanstars Digital Energy Co Ltd | HM420N-54S1-G4 (IEC 61215-2021) | 2025-08-15 | 2028-08-15 | Yes
Hanstars Digital Energy Co Ltd | HM425N-54S1-G2 (IEC 61215-2021) | 2025-08-15 | 2028-08-15 | Yes
Hanstars Digital Energy Co Ltd | HM425N-54S1-G3 (IEC 61215-2021) | 2025-08-15 | 2028-08-15 | Yes
Hanstars Digital Energy Co Ltd | HM425N-54S1-G4 (IEC 61215-2021) | 2025-08-15 | 2028-08-15 | Yes
Hanstars Digital Energy Co Ltd | HM430N-54S1-G2 (IEC 61215-2021) | 2025-08-15 | 2028-08-15 | Yes
Hanstars Digital Energy Co Ltd | HM430N-54S1-G3 (IEC 61215-2021) | 2025-08-15 | 2028-08-15 | Yes
Hanstars Digital Energy Co Ltd | HM430N-54S1-G4 (IEC 61215-2021) | 2025-08-15 | 2028-08-15 | Yes
Hanstars Digital Energy Co Ltd | HM435N-54S1-G2 (IEC 61215-2021) | 2025-08-15 | 2028-08-15 | Yes
Hanstars Digital Energy Co Ltd | HM435N-54S1-G3 (IEC 61215-2021) | 2025-08-15 | 2028-08-15 | Yes
Hanstars Digital Energy Co Ltd | HM435N-54S1-G4 (IEC 61215-2021) | 2025-08-15 | 2028-08-15 | Yes
Hanstars Digital Energy Co Ltd | HM440N-54S1-G2 (IEC 61215-2021) | 2025-08-15 | 2028-08-15 | Yes
Hanstars Digital Energy Co Ltd | HM440N-54S1-G3 (IEC 61215-2021) | 2025-08-15 | 2028-08-15 | Yes
Hanstars Digital Energy Co Ltd | HM440N-54S1-G4 (IEC 61215-2021) | 2025-08-15 | 2028-08-15 | Yes
Hanstars Digital Energy Co Ltd | HM580N-72S1-G1 (IEC 61215-2021) | 2025-08-15 | 2028-08-15 | Yes
Hanstars Digital Energy Co Ltd | HM585N-72S1-G1 (IEC 61215-2021) | 2025-08-15 | 2028-08-15 | Yes
Hanstars Digital Energy Co Ltd | HM590N-72S1-G1 (IEC 61215-2021) | 2025-08-15 | 2028-08-15 | Yes
Hanwha Q CELLS Australia pty ltd | Q.MAXX BLK-G4+ 390 | 2022-07-28 | 2025-03-31 | Yes
Hanwha Q CELLS Australia pty ltd | Q.MAXX-G4 410 | 2022-07-28 | 2025-03-31 | Yes
Hanwha Q CELLS Australia pty ltd | Q.MAXX-G4+ 410 | 2022-07-28 | 2025-03-31 | Yes
Hanwha Q CELLS Australia pty ltd | Q.MAXX-G5+ 405 | 2023-02-02 | 2025-03-31 | Yes
Hanwha Q CELLS Australia pty ltd | Q.MAXX-G5+ 415 | 2023-02-02 | 2025-03-31 | Yes
Hanwha Q CELLS GmbH | Q.PEAK DUO BLK ML-G10+ 410 | 2021-08-12 | 2025-03-31 | Yes
Hanwha Q CELLS GmbH | Q.PEAK DUO ML-G11S.2+ 500 | 2023-02-02 | 2025-03-31 | Yes
Hanwha Q CELLS GmbH | Q.TRON M-G2.4+ 440 | 2024-02-16 | 2025-03-31 | Yes
HD HYUNDAI ENERGY SOLUTIONS CO LTD | HiT-H425MF-FB | 2023-10-05 | 2025-03-31 | Yes
HD HYUNDAI ENERGY SOLUTIONS CO LTD | HiT-H425MF-FB (IEC 61215-2021) | 2024-08-30 | 2027-08-30 | Yes
HD HYUNDAI ENERGY SOLUTIONS CO LTD | HiT-H430MF-FB | 2023-10-05 | 2025-03-31 | Yes
HD HYUNDAI ENERGY SOLUTIONS CO LTD | HiT-H430MF-FB (IEC 61215-2021) | 2024-08-30 | 2027-08-30 | Yes
HD HYUNDAI ENERGY SOLUTIONS CO LTD | HiT-H430OF-BF | 2023-10-05 | 2025-03-31 | Yes
HD HYUNDAI ENERGY SOLUTIONS CO LTD | HiT-H430OF-BF (IEC 61215-2021) | 2024-08-30 | 2027-08-30 | Yes
HD HYUNDAI ENERGY SOLUTIONS CO LTD | HiT-H435MF-FB | 2023-10-05 | 2025-03-31 | Yes
HD HYUNDAI ENERGY SOLUTIONS CO LTD | HiT-H435MF-FB (IEC 61215-2021) | 2024-08-30 | 2027-08-30 | Yes
HD HYUNDAI ENERGY SOLUTIONS CO LTD | HiT-H435OF-BF | 2023-10-05 | 2025-03-31 | Yes
HD HYUNDAI ENERGY SOLUTIONS CO LTD | HiT-H435OF-BF (IEC 61215-2021) | 2024-08-30 | 2027-08-30 | Yes
HD HYUNDAI ENERGY SOLUTIONS CO LTD | HiT-H440CE-BF (IEC 61215-2021) | 2024-10-17 | 2027-10-17 | Yes
HD HYUNDAI ENERGY SOLUTIONS CO LTD | HiT-H440CE-BF(ZB) (IEC 61215-2021) | 2025-04-30 | 2028-04-30 | Yes
HD HYUNDAI ENERGY SOLUTIONS CO LTD | HiT-H440LE-FB (IEC 61215-2021) | 2024-10-17 | 2027-10-17 | Yes
HD HYUNDAI ENERGY SOLUTIONS CO LTD | HiT-H440LE-FB(ZB) (IEC 61215-2021) | 2025-04-30 | 2028-04-30 | Yes
HD HYUNDAI ENERGY SOLUTIONS CO LTD | HiT-H440MF-FB | 2023-10-05 | 2025-03-31 | Yes
HD HYUNDAI ENERGY SOLUTIONS CO LTD | HiT-H440MF-FB (IEC 61215-2021) | 2024-08-30 | 2027-08-30 | Yes
HD HYUNDAI ENERGY SOLUTIONS CO LTD | HiT-H440OF-BF | 2023-10-05 | 2025-03-31 | Yes
HD HYUNDAI ENERGY SOLUTIONS CO LTD | HiT-H440OF-BF (IEC 61215-2021) | 2024-08-30 | 2027-08-30 | Yes
HD HYUNDAI ENERGY SOLUTIONS CO LTD | HiT-H445CE-BF (IEC 61215-2021) | 2024-10-17 | 2027-10-17 | Yes
HD HYUNDAI ENERGY SOLUTIONS CO LTD | HiT-H445CE-BF(ZB) (IEC 61215-2021) | 2025-04-30 | 2028-04-30 | Yes
HD HYUNDAI ENERGY SOLUTIONS CO LTD | HiT-H445LE-FB (IEC 61215-2021) | 2024-10-17 | 2027-10-17 | Yes
HD HYUNDAI ENERGY SOLUTIONS CO LTD | HiT-H445MF-FB | 2023-10-05 | 2025-03-31 | Yes
HD HYUNDAI ENERGY SOLUTIONS CO LTD | HiT-H445MF-FB (IEC 61215-2021) | 2024-08-30 | 2027-08-30 | Yes
HD HYUNDAI ENERGY SOLUTIONS CO LTD | HiT-H445OF-BF | 2023-10-05 | 2025-03-31 | Yes
HD HYUNDAI ENERGY SOLUTIONS CO LTD | HiT-H445OF-BF (IEC 61215-2021) | 2024-08-30 | 2027-08-30 | Yes
HD HYUNDAI ENERGY SOLUTIONS CO LTD | HiT-H450CE-BF (IEC 61215-2021) | 2024-10-17 | 2027-10-17 | Yes
HD HYUNDAI ENERGY SOLUTIONS CO LTD | HiT-H450CE-BF(ZB) (IEC 61215-2021) | 2025-04-30 | 2028-04-30 | Yes
HD HYUNDAI ENERGY SOLUTIONS CO LTD | HiT-H450LE-FB (IEC 61215-2021) | 2024-10-17 | 2027-10-17 | Yes
HD HYUNDAI ENERGY SOLUTIONS CO LTD | HiT-H450OF-BF | 2023-10-05 | 2025-03-31 | Yes
HD HYUNDAI ENERGY SOLUTIONS CO LTD | HiT-H450OF-BF (IEC 61215-2021) | 2024-08-30 | 2027-08-30 | Yes
HD HYUNDAI ENERGY SOLUTIONS CO LTD | HiT-H455CE-BF (IEC 61215-2021) | 2024-10-17 | 2027-10-17 | Yes
HD HYUNDAI ENERGY SOLUTIONS CO LTD | HiT-H455CE-BF(ZB) (IEC 61215-2021) | 2025-04-30 | 2028-04-30 | Yes
HD HYUNDAI ENERGY SOLUTIONS CO LTD | HiT-H455LE-FB(ZB) (IEC 61215-2021) | 2025-04-30 | 2028-04-30 | Yes
HD HYUNDAI ENERGY SOLUTIONS CO LTD | HiT-H460CE-BF (IEC 61215-2021) | 2024-10-17 | 2027-10-17 | Yes
HD HYUNDAI ENERGY SOLUTIONS CO LTD | HiT-H460CE-BF(ZB) (IEC 61215-2021) | 2025-04-30 | 2028-04-30 | Yes
HD HYUNDAI ENERGY SOLUTIONS CO LTD | HiT-H460LE-FB(ZB) (IEC 61215-2021) | 2025-04-30 | 2028-04-30 | Yes
HD HYUNDAI ENERGY SOLUTIONS CO LTD | HiT-H465CE-BF(ZB) (IEC 61215-2021) | 2025-04-30 | 2028-04-30 | Yes
HD HYUNDAI ENERGY SOLUTIONS CO LTD | HiT-H580OI | 2023-10-05 | 2025-03-31 | Yes
HD HYUNDAI ENERGY SOLUTIONS CO LTD | HiT-H580OI (IEC 61215-2021) | 2024-08-30 | 2027-08-30 | Yes
HD HYUNDAI ENERGY SOLUTIONS CO LTD | HiT-H585OI | 2023-10-05 | 2025-03-31 | Yes
HD HYUNDAI ENERGY SOLUTIONS CO LTD | HiT-H585OI (IEC 61215-2021) | 2024-08-30 | 2027-08-30 | Yes
HD HYUNDAI ENERGY SOLUTIONS CO LTD | HiT-H590OI | 2023-10-05 | 2025-03-31 | Yes
HD HYUNDAI ENERGY SOLUTIONS CO LTD | HiT-H590OI (IEC 61215-2021) | 2024-08-30 | 2027-08-30 | Yes
HD HYUNDAI ENERGY SOLUTIONS CO LTD | HiT-H595CH-ZB (IEC 61215-2021) | 2025-04-30 | 2028-04-30 | Yes
HD HYUNDAI ENERGY SOLUTIONS CO LTD | HiT-H595OI | 2023-10-05 | 2025-03-31 | Yes
HD HYUNDAI ENERGY SOLUTIONS CO LTD | HiT-H595OI (IEC 61215-2021) | 2024-08-30 | 2027-08-30 | Yes
HD HYUNDAI ENERGY SOLUTIONS CO LTD | HiT-H600CH-ZB (IEC 61215-2021) | 2025-04-30 | 2028-04-30 | Yes
HD HYUNDAI ENERGY SOLUTIONS CO LTD | HiT-H600OI | 2023-10-05 | 2025-03-31 | Yes
HD HYUNDAI ENERGY SOLUTIONS CO LTD | HiT-H600OI (IEC 61215-2021) | 2024-08-30 | 2027-08-30 | Yes
HD HYUNDAI ENERGY SOLUTIONS CO LTD | HiT-H605CH-ZB (IEC 61215-2021) | 2025-04-30 | 2028-04-30 | Yes
HD HYUNDAI ENERGY SOLUTIONS CO LTD | HiT-H610CH-ZB (IEC 61215-2021) | 2025-04-30 | 2028-04-30 | Yes
HD HYUNDAI ENERGY SOLUTIONS CO LTD | HiT-H615CH (IEC 61215-2021) | 2024-10-17 | 2027-10-17 | Yes
HD HYUNDAI ENERGY SOLUTIONS CO LTD | HiT-H615CH-ZB (IEC 61215-2021) | 2025-04-30 | 2028-04-30 | Yes
HD HYUNDAI ENERGY SOLUTIONS CO LTD | HiT-H620CH (IEC 61215-2021) | 2024-10-17 | 2027-10-17 | Yes
HD HYUNDAI ENERGY SOLUTIONS CO LTD | HiT-H620CH-ZB (IEC 61215-2021) | 2025-04-30 | 2028-04-30 | Yes
HD HYUNDAI ENERGY SOLUTIONS CO LTD | HiT-H625CH (IEC 61215-2021) | 2024-10-17 | 2027-10-17 | Yes
HD HYUNDAI ENERGY SOLUTIONS CO LTD | HiT-H630CH (IEC 61215-2021) | 2024-10-17 | 2027-10-17 | Yes
HD HYUNDAI ENERGY SOLUTIONS CO LTD | HiT-H700GH | 2023-10-05 | 2025-03-31 | Yes
HD HYUNDAI ENERGY SOLUTIONS CO LTD | HiT-H700GH-ZB (IEC 61215-2021) | 2025-04-30 | 2028-04-30 | Yes
HD HYUNDAI ENERGY SOLUTIONS CO LTD | HiT-H705GH | 2023-10-05 | 2025-03-31 | Yes
HD HYUNDAI ENERGY SOLUTIONS CO LTD | HiT-H705GH-ZB (IEC 61215-2021) | 2025-04-30 | 2028-04-30 | Yes
HD HYUNDAI ENERGY SOLUTIONS CO LTD | HiT-H710GH | 2023-10-05 | 2025-03-31 | Yes
HD HYUNDAI ENERGY SOLUTIONS CO LTD | HiT-H710GH-ZB (IEC 61215-2021) | 2025-04-30 | 2028-04-30 | Yes
HD HYUNDAI ENERGY SOLUTIONS CO LTD | HiT-H715GH | 2023-10-05 | 2025-03-31 | Yes
HD HYUNDAI ENERGY SOLUTIONS CO LTD | HiT-H715GH-ZB (IEC 61215-2021) | 2025-04-30 | 2028-04-30 | Yes
HD HYUNDAI ENERGY SOLUTIONS CO LTD | HiT-H720GH | 2023-10-05 | 2025-03-31 | Yes
HD HYUNDAI ENERGY SOLUTIONS CO LTD | HiT-H720GH-ZB (IEC 61215-2021) | 2025-04-30 | 2028-04-30 | Yes
Hengdian Group DMEGC Magnetics Co Ltd | DM255M10T-B32HBT (IEC 61215-2021) | 2025-05-22 | 2028-05-22 | Yes
Hengdian Group DMEGC Magnetics Co Ltd | DM260M10T-B32HBT (IEC 61215-2021) | 2025-05-22 | 2028-05-22 | Yes
Hengdian Group DMEGC Magnetics Co Ltd | DM265M10T-B32HBT (IEC 61215-2021) | 2025-05-22 | 2028-05-22 | Yes
Hengdian Group DMEGC Magnetics Co Ltd | DM440G12RT-B48HBB (IEC 61215-2021) | 2025-12-03 | 2028-12-03 | Yes
Hengdian Group DMEGC Magnetics Co Ltd | DM440G12RT-B48HBB-L (IEC 61215-2021) | 2025-12-03 | 2028-12-03 | Yes
Hengdian Group DMEGC Magnetics Co Ltd | DM440G12RT-B48HBT (IEC 61215-2021) | 2025-12-03 | 2028-12-03 | Yes
Hengdian Group DMEGC Magnetics Co Ltd | DM440G12RT-B48HBT-L (IEC 61215-2021) | 2025-12-03 | 2028-12-03 | Yes
Hengdian Group DMEGC Magnetics Co Ltd | DM440G12RT-B48HBW (IEC 61215-2021) | 2025-12-03 | 2028-12-03 | Yes
Hengdian Group DMEGC Magnetics Co Ltd | DM440G12RT-B48HBW-L (IEC 61215-2021) | 2025-12-03 | 2028-12-03 | Yes
Hengdian Group DMEGC Magnetics CO LTD | DM440M10RT-54HBB (IEC 61215-2021) | 2024-01-18 | 2027-01-18 | Yes
Hengdian Group DMEGC Magnetics CO LTD | DM440M10RT-54HBB-V (IEC 61215-2021) | 2024-01-18 | 2027-01-18 | Yes
Hengdian Group DMEGC Magnetics CO LTD | DM440M10RT-54HBW (IEC 61215-2021) | 2024-01-18 | 2027-01-18 | Yes
Hengdian Group DMEGC Magnetics CO LTD | DM440M10RT-54HBW-V (IEC 61215-2021) | 2024-01-18 | 2027-01-18 | Yes
Hengdian Group DMEGC Magnetics CO LTD | DM440M10RT-54HSW (IEC 61215-2021) | 2024-01-18 | 2027-01-18 | Yes
Hengdian Group DMEGC Magnetics CO LTD | DM440M10RT-54HSW-V (IEC 61215-2021) | 2024-01-18 | 2027-01-18 | Yes
Hengdian Group DMEGC Magnetics Co Ltd | DM440M10RT-B54HBB (IEC 61215-2021) | 2024-08-21 | 2027-08-21 | Yes
Hengdian Group DMEGC Magnetics Co Ltd | DM440M10RT-B54HBB-L (IEC 61215-2021) | 2024-08-21 | 2027-08-21 | Yes
Hengdian Group DMEGC Magnetics Co Ltd | DM440M10RT-B54HBT (IEC 61215-2021) | 2024-08-21 | 2027-08-21 | Yes
Hengdian Group DMEGC Magnetics Co Ltd | DM440M10RT-B54HBT-L (IEC 61215-2021) | 2024-08-21 | 2027-08-21 | Yes
Hengdian Group DMEGC Magnetics Co Ltd | DM440M10RT-B54HBW (IEC 61215-2021) | 2024-08-21 | 2027-08-21 | Yes
Hengdian Group DMEGC Magnetics Co Ltd | DM440M10RT-B54HBW-L (IEC 61215-2021) | 2024-08-21 | 2027-08-21 | Yes
Hengdian Group DMEGC Magnetics Co Ltd | DM440M10RT-B54HST (IEC 61215-2021) | 2024-08-21 | 2027-08-21 | Yes
Hengdian Group DMEGC Magnetics Co Ltd | DM440M10RT-B54HSW (IEC 61215-2021) | 2024-08-21 | 2027-08-21 | Yes
Hengdian Group DMEGC Magnetics Co Ltd | DM440M10RT-B54HSW-L (IEC 61215-2021) | 2024-08-21 | 2027-08-21 | Yes
Hengdian Group DMEGC Magnetics Co Ltd | DM500M10RT-B60HBB (IEC 61215-2021) | 2024-08-21 | 2027-08-21 | Yes
Hengdian Group DMEGC Magnetics Co Ltd | DM500M10RT-B60HBT (IEC 61215-2021) | 2024-08-21 | 2027-08-21 | Yes
Hengdian Group DMEGC Magnetics Co Ltd | DM500M10RT-B60HBW (IEC 61215-2021) | 2024-08-21 | 2027-08-21 | Yes
Hengdian Group DMEGC Magnetics Co Ltd | DM500M10RT-B60HST (IEC 61215-2021) | 2024-08-21 | 2027-08-21 | Yes
Hengdian Group DMEGC Magnetics Co Ltd | DM500M10RT-B60HSW (IEC 61215-2021) | 2024-08-21 | 2027-08-21 | Yes
Hengdian Group DMEGC Magnetics Co Ltd | DM505M10RT-B60HBT (IEC 61215-2021) | 2025-03-21 | 2028-03-21 | Yes
Hengdian Group DMEGC Magnetics Co Ltd | DM505M10RT-B60HBW (IEC 61215-2021) | 2025-03-21 | 2028-03-21 | Yes
Hengdian Group DMEGC Magnetics Co Ltd | DM505M10RT-B60HST (IEC 61215-2021) | 2025-03-21 | 2028-03-21 | Yes
Hengdian Group DMEGC Magnetics Co Ltd | DM505M10RT-B60HSW (IEC 61215-2021) | 2025-03-21 | 2028-03-21 | Yes
Hengdian Group DMEGC Magnetics Co Ltd | DM510G12RT-B54HBT (IEC 61215-2021) | 2025-12-03 | 2028-12-03 | Yes
Hengdian Group DMEGC Magnetics Co Ltd | DM510G12RT-B54HBW (IEC 61215-2021) | 2025-12-03 | 2028-12-03 | Yes
Hengdian Group DMEGC Magnetics Co Ltd | DM510M10RT-B60HBB (IEC 61215-2021) | 2025-03-21 | 2028-03-21 | Yes
Hengdian Group DMEGC Magnetics Co Ltd | DM510M10RT-B60HBT (IEC 61215-2021) | 2025-03-21 | 2028-03-21 | Yes
Hengdian Group DMEGC Magnetics Co Ltd | DM510M10RT-B60HBW (IEC 61215-2021) | 2025-03-21 | 2028-03-21 | Yes
Hengdian Group DMEGC Magnetics Co Ltd | DM510M10RT-B60HST (IEC 61215-2021) | 2025-03-21 | 2028-03-21 | Yes
Hengdian Group DMEGC Magnetics Co Ltd | DM510M10RT-B60HSW (IEC 61215-2021) | 2025-03-21 | 2028-03-21 | Yes
Hengdian Group DMEGC Magnetics CO LTD | DM575M10T-72HSW-V (IEC 61215-2021) | 2024-01-18 | 2027-01-18 | Yes
Hengdian Group DMEGC Magnetics CO LTD | DM580M10T-72HSW-V (IEC 61215-2021) | 2024-01-18 | 2027-01-18 | Yes
Hengdian Group DMEGC Magnetics Co Ltd | DM580M10T-B72HBW (IEC 61215-2021) | 2025-05-22 | 2028-05-22 | Yes
Hengdian Group DMEGC Magnetics Co Ltd | DM580M10T-B72HSW (IEC 61215-2021) | 2024-08-21 | 2027-08-21 | Yes
Hengdian Group DMEGC Magnetics Co Ltd | DM585M10T-B72HBW (IEC 61215-2021) | 2025-05-22 | 2028-05-22 | Yes
Hengdian Group DMEGC Magnetics Co Ltd | DM585M10T-B72HSW (IEC 61215-2021) | 2024-08-21 | 2027-08-21 | Yes
Hengdian Group DMEGC Magnetics Co Ltd | DM590M10T-B72HBW (IEC 61215-2021) | 2025-05-22 | 2028-05-22 | Yes
Hengdian Group DMEGC Magnetics Co Ltd | DM590M10T-B72HSW (IEC 61215-2021) | 2025-03-21 | 2028-03-21 | Yes
Hengdian Group DMEGC Magnetics Co Ltd | DM595M10T-B72HBW (IEC 61215-2021) | 2025-05-22 | 2028-05-22 | Yes
Hengdian Group DMEGC Magnetics Co Ltd | DM595M10T-B72HSW (IEC 61215-2021) | 2025-03-21 | 2028-03-21 | Yes
Hengdian Group DMEGC Magnetics Co Ltd | DM600M10T-B72HBW (IEC 61215-2021) | 2025-05-22 | 2028-05-22 | Yes
Hengdian Group DMEGC Magnetics Co Ltd | DM600M10T-B72HSW (IEC 61215-2021) | 2025-03-21 | 2028-03-21 | Yes
Hengdian Group DMEGC Magnetics Co Ltd | DM610G12RT-B66HBT (IEC 61215-2021) | 2025-05-22 | 2028-05-22 | Yes
Hengdian Group DMEGC Magnetics Co Ltd | DM610G12RT-B66HBW (IEC 61215-2021) | 2025-05-22 | 2028-05-22 | Yes
Hengdian Group DMEGC Magnetics Co Ltd | DM610G12RT-B66HSW (IEC 61215-2021) | 2024-08-21 | 2027-08-21 | Yes
Hengdian Group DMEGC Magnetics Co Ltd | DM615G12RT-B66HBT (IEC 61215-2021) | 2025-05-22 | 2028-05-22 | Yes
Hengdian Group DMEGC Magnetics Co Ltd | DM615G12RT-B66HBW (IEC 61215-2021) | 2025-05-22 | 2028-05-22 | Yes
Hengdian Group DMEGC Magnetics Co Ltd | DM615G12RT-B66HSW (IEC 61215-2021) | 2024-08-21 | 2027-08-21 | Yes
Hengdian Group DMEGC Magnetics Co Ltd | DM620G12RT-B66HBW (IEC 61215-2021) | 2025-05-22 | 2028-05-22 | Yes
Hengdian Group DMEGC Magnetics Co Ltd | DM620G12RT-B66HSW (IEC 61215-2021) | 2025-03-21 | 2028-03-21 | Yes
Hengdian Group DMEGC Magnetics Co Ltd | DM625G12RT-B66HBW (IEC 61215-2021) | 2025-05-22 | 2028-05-22 | Yes
Hengdian Group DMEGC Magnetics Co Ltd | DM625G12RT-B66HSW (IEC 61215-2021) | 2025-03-21 | 2028-03-21 | Yes
Hengdian Group DMEGC Magnetics Co Ltd | DM630M10T-B78HSW (IEC 61215-2021) | 2024-08-21 | 2027-08-21 | Yes
Hengdian Group DMEGC Magnetics Co Ltd | DM635M10T-B78HSW (IEC 61215-2021) | 2024-08-21 | 2027-08-21 | Yes
Hengdian Group DMEGC Magnetics Co Ltd | DM640G12RT-B66HBW (IEC 61215-2021) | 2025-12-03 | 2028-12-03 | Yes
Hengdian Group DMEGC Magnetics Co Ltd | DM640G12RT-B66HSW (IEC 61215-2021) | 2025-12-03 | 2028-12-03 | Yes
Hengdian Group DMEGC Magnetics Co Ltd | DM640M10T-B78HBW (IEC 61215-2021) | 2025-05-22 | 2028-05-22 | Yes
Hengdian Group DMEGC Magnetics Co Ltd | DM640M10T-B78HSW (IEC 61215-2021) | 2025-03-21 | 2028-03-21 | Yes
Hengdian Group DMEGC Magnetics Co Ltd | DM645G12RT-B66HBW (IEC 61215-2021) | 2025-12-03 | 2028-12-03 | Yes
Hengdian Group DMEGC Magnetics Co Ltd | DM645G12RT-B66HSW (IEC 61215-2021) | 2025-12-03 | 2028-12-03 | Yes
Hengdian Group DMEGC Magnetics Co Ltd | DM645M10T-B78HBW (IEC 61215-2021) | 2025-05-22 | 2028-05-22 | Yes
Hengdian Group DMEGC Magnetics Co Ltd | DM645M10T-B78HSW (IEC 61215-2021) | 2025-03-21 | 2028-03-21 | Yes
Hengdian Group DMEGC Magnetics Co Ltd | DM650G12RT-B66HBW (IEC 61215-2021) | 2025-12-03 | 2028-12-03 | Yes
Hengdian Group DMEGC Magnetics Co Ltd | DM650G12RT-B66HSW (IEC 61215-2021) | 2025-12-03 | 2028-12-03 | Yes
Hengdian Group DMEGC Magnetics Co Ltd | DM705G12T-B66HBW (IEC 61215-2021) | 2025-05-22 | 2028-05-22 | Yes
Hengdian Group DMEGC Magnetics Co Ltd | DM705G12T-B66HSW (IEC 61215-2021) | 2025-03-21 | 2028-03-21 | Yes
Hengdian Group DMEGC Magnetics Co Ltd | DM710G12T-B66HBW (IEC 61215-2021) | 2025-05-22 | 2028-05-22 | Yes
Hengdian Group DMEGC Magnetics Co Ltd | DM710G12T-B66HSW (IEC 61215-2021) | 2025-03-21 | 2028-03-21 | Yes
Hengdian Group DMEGC Magnetics Co Ltd | DM715G12T-B66HBW (IEC 61215-2021) | 2025-05-22 | 2028-05-22 | Yes
Hengdian Group DMEGC Magnetics Co Ltd | DM715G12T-B66HSW (IEC 61215-2021) | 2025-03-21 | 2028-03-21 | Yes
Hengdian Group DMEGC Magnetics Co Ltd | DM720G12T-B66HBW (IEC 61215-2021) | 2025-05-22 | 2028-05-22 | Yes
Hengdian Group DMEGC Magnetics Co Ltd | DM720G12T-B66HSW (IEC 61215-2021) | 2025-03-21 | 2028-03-21 | Yes
Hengdian Group DMEGC Magnetics Co Ltd | GH295M10T-B36HST (IEC 61215-2021) | 2025-12-03 | 2028-12-03 | Yes
Hengdian Group DMEGC Magnetics Co Ltd | GH330M10T-B40HST (IEC 61215-2021) | 2025-12-03 | 2028-12-03 | Yes
Hengdian Group DMEGC Magnetics Co Ltd | GH360M10T-B44HST (IEC 61215-2021) | 2025-12-03 | 2028-12-03 | Yes
Hengdian Group DMEGC Magnetics Co Ltd | GH395M10T-B48HST (IEC 61215-2021) | 2025-12-03 | 2028-12-03 | Yes
Hengdian Group DMEGC Magnetics Co Ltd | GH495M10T-B60HST (IEC 61215-2021) | 2025-12-03 | 2028-12-03 | Yes
Hengdian Group DMEGC Magnetics Co Ltd | GH540M10T-B66HST (IEC 61215-2021) | 2025-12-03 | 2028-12-03 | Yes
HONGYUAN GREEN ENERGY CO LTD | HY-NT10/54BGDF-425 (IEC 61215-2021) | 2024-01-31 | 2027-01-31 | Yes
HONGYUAN GREEN ENERGY CO LTD | HY-NT10/54BGDF-430 (IEC 61215-2021) | 2024-01-31 | 2027-01-31 | Yes
HONGYUAN GREEN ENERGY CO LTD | HY-NT10/54BGDF-435 (IEC 61215-2021) | 2024-01-31 | 2027-01-31 | Yes
HONGYUAN GREEN ENERGY CO LTD | HY-NT10/54BH-425 (IEC 61215-2021) | 2024-01-31 | 2027-01-31 | Yes
HONGYUAN GREEN ENERGY CO LTD | HY-NT10/54BH-430 (IEC 61215-2021) | 2024-01-31 | 2027-01-31 | Yes
HONGYUAN GREEN ENERGY CO LTD | HY-NT10/54BH-435 (IEC 61215-2021) | 2024-01-31 | 2027-01-31 | Yes
HONGYUAN GREEN ENERGY CO LTD | HY-NT10/54GDF-430 (IEC 61215-2021) | 2024-01-31 | 2027-01-31 | Yes
HONGYUAN GREEN ENERGY CO LTD | HY-NT10/54GDF-435 (IEC 61215-2021) | 2024-01-31 | 2027-01-31 | Yes
HONGYUAN GREEN ENERGY CO LTD | HY-NT10/54H-430 (IEC 61215-2021) | 2024-01-31 | 2027-01-31 | Yes
HONGYUAN GREEN ENERGY CO LTD | HY-NT10/54H-435 (IEC 61215-2021) | 2024-01-31 | 2027-01-31 | Yes
HONGYUAN GREEN ENERGY CO LTD | HY-NT10/54H-440 (IEC 61215-2021) | 2024-01-31 | 2027-01-31 | Yes
HONGYUAN GREEN ENERGY CO LTD | HY-NT10/72GDF-575 (IEC 61215-2021) | 2024-01-31 | 2027-01-31 | Yes
HONGYUAN GREEN ENERGY CO LTD | HY-NT10/72GDF-580 (IEC 61215-2021) | 2024-01-31 | 2027-01-31 | Yes
HONGYUAN GREEN ENERGY CO LTD | HY-NT10/72GDF-585 (IEC 61215-2021) | 2024-01-31 | 2027-01-31 | Yes
HONGYUAN GREEN ENERGY CO LTD | HY-NT10/72H-575 (IEC 61215-2021) | 2024-01-31 | 2027-01-31 | Yes
HONGYUAN GREEN ENERGY CO LTD | HY-NT10/72H-580 (IEC 61215-2021) | 2024-01-31 | 2027-01-31 | Yes
HONGYUAN GREEN ENERGY CO LTD | HY-NT10/72H-585 (IEC 61215-2021) | 2024-01-31 | 2027-01-31 | Yes
HONGYUAN GREEN ENERGY CO LTD | HY-NT10/78GDF-625 (IEC 61215-2021) | 2024-01-31 | 2027-01-31 | Yes
HONGYUAN GREEN ENERGY CO LTD | HY-NT10/78GDF-630 (IEC 61215-2021) | 2024-01-31 | 2027-01-31 | Yes
HONGYUAN GREEN ENERGY CO LTD | HY-NT10/78GDF-635 (IEC 61215-2021) | 2024-01-31 | 2027-01-31 | Yes
Huansheng Photovoltaic (Jiangsu) Co Ltd | HSM-BD54-LA460 (IEC 61215-2021) | 2025-09-16 | 2028-09-16 | Yes
Huansheng Photovoltaic (Jiangsu) Co Ltd | HSM-BD54-LA465 (IEC 61215-2021) | 2025-09-16 | 2028-09-16 | Yes
Huansheng Photovoltaic (Jiangsu) Co Ltd | HSM-BD54-LA470 (IEC 61215-2021) | 2025-09-16 | 2028-09-16 | Yes
Huansheng Photovoltaic (Jiangsu) Co Ltd | HSM-BD54-WA470 (IEC 61215-2021) | 2025-09-16 | 2028-09-16 | Yes
Huansheng Photovoltaic (Jiangsu) Co Ltd | HSM-BD54-WA475 (IEC 61215-2021) | 2025-09-16 | 2028-09-16 | Yes
Huansheng Photovoltaic (Jiangsu) Co Ltd | HSM-BD60-LA500 (IEC 61215-2021) | 2025-09-16 | 2028-09-16 | Yes
Huansheng Photovoltaic (Jiangsu) Co Ltd | HSM-BD60-LA505 (IEC 61215-2021) | 2025-09-16 | 2028-09-16 | Yes
Huansheng Photovoltaic (Jiangsu) Co Ltd | HSM-BD60-LA510 (IEC 61215-2021) | 2025-09-16 | 2028-09-16 | Yes
Huansheng Photovoltaic (Jiangsu) Co Ltd | HSM-BD60-LA515 (IEC 61215-2021) | 2025-09-16 | 2028-09-16 | Yes
Huansheng Photovoltaic (Jiangsu) Co Ltd | HSM-BD60-LA520 (IEC 61215-2021) | 2025-09-16 | 2028-09-16 | Yes
Huansheng Photovoltaic (Jiangsu) Co Ltd | HSM-BD72-GC640 (IEC 61215-2021) | 2026-01-19 | 2029-01-19 | Yes
Huansheng Photovoltaic (Jiangsu) Co Ltd | HSM-BD72-GC645 (IEC 61215-2021) | 2026-01-19 | 2029-01-19 | Yes
Huansheng Photovoltaic (Jiangsu) Co Ltd | HSM-BD72-GC650 (IEC 61215-2021) | 2026-01-19 | 2029-01-19 | Yes
Huansheng Photovoltaic (Jiangsu) Co Ltd | HSM-BD72-GC655 (IEC 61215-2021) | 2026-01-19 | 2029-01-19 | Yes
Huansheng Photovoltaic (Jiangsu) Co Ltd | HSM-BD72-WC640 (IEC 61215-2021) | 2025-09-16 | 2028-09-16 | Yes
Huansheng Photovoltaic (Jiangsu) Co Ltd | HSM-BD72-WC645 (IEC 61215-2021) | 2025-09-16 | 2028-09-16 | Yes
Huansheng Photovoltaic (Jiangsu) Co Ltd | HSM-BD72-WC650 (IEC 61215-2021) | 2025-09-16 | 2028-09-16 | Yes
Huansheng Photovoltaic (Jiangsu) Co Ltd | HSM-BD72-WC655 (IEC 61215-2021) | 2025-09-16 | 2028-09-16 | Yes
Huansheng Photovoltaic (Jiangsu) Co Ltd | HSM-BD72-WC660 (IEC 61215-2021) | 2025-09-16 | 2028-09-16 | Yes
Huansheng Photovoltaic (Jiangsu) Co Ltd | HSM-ND48-DR435 (IEC 61215-2021) | 2025-06-18 | 2028-06-18 | Yes
Huansheng Photovoltaic (Jiangsu) Co Ltd | HSM-ND48-DR440 (IEC 61215-2021) | 2025-06-18 | 2028-06-18 | Yes
Huansheng Photovoltaic (Jiangsu) Co Ltd | HSM-ND48-DR445 (IEC 61215-2021) | 2025-06-18 | 2028-06-18 | Yes
Huansheng Photovoltaic (Jiangsu) Co Ltd | HSM-ND48-DR450 (IEC 61215-2021) | 2025-06-18 | 2028-06-18 | Yes
Huansheng Photovoltaic (Jiangsu) Co Ltd | HSM-ND48-GR435 (IEC 61215-2021) | 2025-06-18 | 2028-06-18 | Yes
Huansheng Photovoltaic (Jiangsu) Co Ltd | HSM-ND48-GR440 (IEC 61215-2021) | 2025-06-18 | 2028-06-18 | Yes
Huansheng Photovoltaic (Jiangsu) Co Ltd | HSM-ND48-GR445 (IEC 61215-2021) | 2025-06-18 | 2028-06-18 | Yes
Huansheng Photovoltaic (Jiangsu) Co Ltd | HSM-ND48-GR450 (IEC 61215-2021) | 2025-06-18 | 2028-06-18 | Yes
Huansheng Photovoltaic (Jiangsu) Co Ltd | HSM-ND48-GR455 (IEC 61215-2021) | 2025-06-18 | 2028-06-18 | Yes
Huansheng Photovoltaic (Jiangsu) Co Ltd | HSM-ND54-GR495 (IEC 61215-2021) | 2025-06-18 | 2028-06-18 | Yes
Huansheng Photovoltaic (Jiangsu) Co Ltd | HSM-ND54-GR500 (IEC 61215-2021) | 2025-06-18 | 2028-06-18 | Yes
Huansheng Photovoltaic (Jiangsu) Co Ltd | HSM-ND54-GR505 (IEC 61215-2021) | 2025-06-18 | 2028-06-18 | Yes
Huansheng Photovoltaic (Jiangsu) Co Ltd | HSM-ND54-GR510 (IEC 61215-2021) | 2025-06-18 | 2028-06-18 | Yes
Huansheng Photovoltaic (Jiangsu) Co Ltd | HSM-ND54-GR515 (IEC 61215-2021) | 2025-06-18 | 2028-06-18 | Yes
Huansheng Photovoltaic (Jiangsu) Co Ltd | HSM-ND66-GK700 (IEC 61215-2021) | 2025-10-06 | 2028-10-06 | Yes
Huansheng Photovoltaic (Jiangsu) Co Ltd | HSM-ND66-GK705 (IEC 61215-2021) | 2025-10-06 | 2028-10-06 | Yes
Huansheng Photovoltaic (Jiangsu) Co Ltd | HSM-ND66-GK710 (IEC 61215-2021) | 2025-10-06 | 2028-10-06 | Yes
Huansheng Photovoltaic (Jiangsu) Co Ltd | HSM-ND66-GK715 (IEC 61215-2021) | 2025-10-06 | 2028-10-06 | Yes
Huansheng Photovoltaic (Jiangsu) Co Ltd | HSM-ND66-GK720 (IEC 61215-2021) | 2025-10-06 | 2028-10-06 | Yes
Huansheng Photovoltaic (Jiangsu) Co Ltd | HSM-ND66-GK725 (IEC 61215-2021) | 2025-10-06 | 2028-10-06 | Yes
Huansheng Photovoltaic (Jiangsu) Co Ltd | HSM-ND66-GR615 (IEC 61215-2021) | 2025-10-06 | 2028-10-06 | Yes
Huansheng Photovoltaic (Jiangsu) Co Ltd | HSM-ND66-GR620 (IEC 61215-2021) | 2025-10-06 | 2028-10-06 | Yes
Huansheng Photovoltaic (Jiangsu) Co Ltd | HSM-ND66-GR625 (IEC 61215-2021) | 2025-10-06 | 2028-10-06 | Yes
Huansheng Photovoltaic (Jiangsu) Co Ltd | HSM-ND66-GR630 (IEC 61215-2021) | 2025-10-06 | 2028-10-06 | Yes
Huansheng Photovoltaic (Jiangsu) Co Ltd | HSM-ND72-GF580 (IEC 61215-2021) | 2025-06-18 | 2028-06-18 | Yes
Huansheng Photovoltaic (Jiangsu) Co Ltd | HSM-ND72-GF585 (IEC 61215-2021) | 2025-06-18 | 2028-06-18 | Yes
Huansheng Photovoltaic (Jiangsu) Co Ltd | HSM-ND72-GF590 (IEC 61215-2021) | 2025-06-18 | 2028-06-18 | Yes
Huansheng Photovoltaic (Jiangsu) Co Ltd | HSM-ND72-GF595 (IEC 61215-2021) | 2025-06-18 | 2028-06-18 | Yes
Huansheng Photovoltaic (Jiangsu) Co Ltd | HSM-ND72-GF600 (IEC 61215-2021) | 2025-06-18 | 2028-06-18 | Yes
JA Solar Technology Co Ltd | JAM54D40-440/LB (IEC 61215-2021) | 2024-06-18 | 2027-06-18 | Yes
JA Solar Technology Co Ltd | JAM54D40-445/LB (IEC 61215-2021) | 2024-06-18 | 2027-06-18 | Yes
JA Solar Technology Co Ltd | JAM54D40-450/LB (IEC 61215-2021) | 2024-11-20 | 2027-11-20 | Yes
JA Solar Technology Co Ltd | JAM54D40-455/LB (IEC 61215-2021) | 2024-11-20 | 2027-11-20 | Yes
JA Solar Technology Co Ltd | JAM54D40-460/LB (IEC 61215-2021) | 2025-01-23 | 2028-01-23 | Yes
JA Solar Technology Co Ltd | JAM54D40-460/LR (IEC 61215-2021) | 2025-07-24 | 2028-07-24 | Yes
JA Solar Technology Co Ltd | JAM54D40-465/LB (IEC 61215-2021) | 2025-01-23 | 2028-01-23 | Yes
JA Solar Technology Co Ltd | JAM54D40-465/LR (IEC 61215-2021) | 2025-07-24 | 2028-07-24 | Yes
JA Solar Technology Co Ltd | JAM54D40-470/LB (IEC 61215-2021) | 2025-07-24 | 2028-07-24 | Yes
JA Solar Technology Co Ltd | JAM54D40-470/LR (IEC 61215-2021) | 2025-07-24 | 2028-07-24 | Yes
JA Solar Technology Co Ltd | JAM54D40-475/LB (IEC 61215-2021) | 2025-07-24 | 2028-07-24 | Yes
JA Solar Technology Co Ltd | JAM54D40-475/LR (IEC 61215-2021) | 2025-07-24 | 2028-07-24 | Yes
JA Solar Technology Co Ltd | JAM54D41-440/LB (IEC 61215-2021) | 2024-06-18 | 2027-06-18 | Yes
JA Solar Technology Co Ltd | JAM54D41-445/LB (IEC 61215-2021) | 2024-11-20 | 2027-11-20 | Yes
JA Solar Technology Co Ltd | JAM54D41-445/LR (IEC 61215-2021) | 2025-07-24 | 2028-07-24 | Yes
JA Solar Technology Co Ltd | JAM54D41-450/LB (IEC 61215-2021) | 2024-11-20 | 2027-11-20 | Yes
JA Solar Technology Co Ltd | JAM54D41-450/LR (IEC 61215-2021) | 2025-07-24 | 2028-07-24 | Yes
JA Solar Technology Co Ltd | JAM54D41-455/LB (IEC 61215-2021) | 2025-01-23 | 2028-01-23 | Yes
JA Solar Technology Co Ltd | JAM54D41-455/LR (IEC 61215-2021) | 2025-07-24 | 2028-07-24 | Yes
JA Solar Technology Co Ltd | JAM54S30-415/LR (IEC 61215-2021) | 2024-08-13 | 2027-08-13 | Yes
JA Solar Technology Co Ltd | JAM54S30-415/MR (IEC 61215-2021) | 2024-08-13 | 2027-08-13 | Yes
JA Solar Technology Co Ltd | JAM54S30-425/LR (IEC 61215-2021) | 2024-08-13 | 2027-08-13 | Yes
JA Solar Technology Co Ltd | JAM54S30-430/LR (IEC 61215-2021) | 2024-08-13 | 2027-08-13 | Yes
JA Solar Technology Co Ltd | JAM54S40-440/LR (IEC 61215-2021) | 2024-08-13 | 2027-08-13 | Yes
JA Solar Technology Co Ltd | JAM54S40-445/LR (IEC 61215-2021) | 2024-08-13 | 2027-08-13 | Yes
JA Solar Technology Co Ltd | JAM54S40-450/LR (IEC 61215-2021) | 2024-08-13 | 2027-08-13 | Yes
JA Solar Technology Co Ltd | JAM54S40-455/LR (IEC 61215-2021) | 2025-01-09 | 2028-01-09 | Yes
JA Solar Technology Co Ltd | JAM54S40-460/LR (IEC 61215-2021) | 2025-01-09 | 2028-01-09 | Yes
JA Solar Technology Co Ltd | JAM54S40-465/LR (IEC 61215-2021) | 2025-10-22 | 2028-10-22 | Yes
JA Solar Technology Co Ltd | JAM54S40-470/LR (IEC 61215-2021) | 2025-10-22 | 2028-10-22 | Yes
JA Solar Technology Co Ltd | JAM54S40-475/LR (IEC 61215-2021) | 2025-10-22 | 2028-10-22 | Yes
JA Solar Technology Co Ltd | JAM54S41-440/LR (IEC 61215-2021) | 2025-01-09 | 2028-01-09 | Yes
JA Solar Technology Co Ltd | JAM54S41-445/LR (IEC 61215-2021) | 2025-01-09 | 2028-01-09 | Yes
JA Solar Technology Co Ltd | JAM54S42-475/LR (IEC 61215-2021) | 2025-01-09 | 2028-01-09 | Yes
JA Solar Technology Co Ltd | JAM54S42-480/LR (IEC 61215-2021) | 2025-01-09 | 2028-01-09 | Yes
JA Solar Technology Co Ltd | JAM54S43-470/LR (IEC 61215-2021) | 2025-01-09 | 2028-01-09 | Yes
JA Solar Technology Co Ltd | JAM54S43-475/LR (IEC 61215-2021) | 2025-01-09 | 2028-01-09 | Yes
JA Solar Technology Co Ltd | JAM60D40-490/LB (IEC 61215-2021) | 2024-11-20 | 2027-11-20 | Yes
JA Solar Technology Co Ltd | JAM60D40-495/LB (IEC 61215-2021) | 2024-11-20 | 2027-11-20 | Yes
JA Solar Technology Co Ltd | JAM60D40-500/LB (IEC 61215-2021) | 2024-11-20 | 2027-11-20 | Yes
JA Solar Technology Co Ltd | JAM60D40-505/LB (IEC 61215-2021) | 2025-01-23 | 2028-01-23 | Yes
JA Solar Technology Co Ltd | JAM60D40-510/LB (IEC 61215-2021) | 2025-01-23 | 2028-01-23 | Yes
JA Solar Technology Co Ltd | JAM60D40-515/LB (IEC 61215-2021) | 2025-01-23 | 2028-01-23 | Yes
JA Solar Technology Co Ltd | JAM60D41-495/LB (IEC 61215-2021) | 2025-07-24 | 2028-07-24 | Yes
JA Solar Technology Co Ltd | JAM60D41-500/LB (IEC 61215-2021) | 2025-07-24 | 2028-07-24 | Yes
JA Solar Technology Co Ltd | JAM60D41-505/LB (IEC 61215-2021) | 2025-07-24 | 2028-07-24 | Yes
JA Solar Technology Co Ltd | JAM60D42-515/LB (IEC 61215-2021) | 2025-07-24 | 2028-07-24 | Yes
JA Solar Technology Co Ltd | JAM60D42-520/LB (IEC 61215-2021) | 2024-11-20 | 2027-11-20 | Yes
JA Solar Technology Co Ltd | JAM60D42-525/LB (IEC 61215-2021) | 2024-11-20 | 2027-11-20 | Yes
JA Solar Technology Co Ltd | JAM60D42-530/LB (IEC 61215-2021) | 2024-11-20 | 2027-11-20 | Yes
JA Solar Technology Co Ltd | JAM60D42-535/LB (IEC 61215-2021) | 2025-01-23 | 2028-01-23 | Yes
JA Solar Technology Co Ltd | JAM60D42-540/LB (IEC 61215-2021) | 2025-01-23 | 2028-01-23 | Yes
JA Solar Technology Co Ltd | JAM60D42-545/LB (IEC 61215-2021) | 2025-01-23 | 2028-01-23 | Yes
JA Solar Technology Co Ltd | JAM60S40-485/LR (IEC 61215-2021) | 2024-08-13 | 2027-08-13 | Yes
JA Solar Technology Co Ltd | JAM60S40-490/LR (IEC 61215-2021) | 2024-08-13 | 2027-08-13 | Yes
JA Solar Technology Co Ltd | JAM60S40-495/LR (IEC 61215-2021) | 2024-08-13 | 2027-08-13 | Yes
JA Solar Technology Co Ltd | JAM60S40-500/LR (IEC 61215-2021) | 2024-08-13 | 2027-08-13 | Yes
JA Solar Technology Co Ltd | JAM60S40-505/LR (IEC 61215-2021) | 2025-01-09 | 2028-01-09 | Yes
JA Solar Technology Co Ltd | JAM60S40-510/LR (IEC 61215-2021) | 2025-01-09 | 2028-01-09 | Yes
JA Solar Technology Co Ltd | JAM60S40-515/LR (IEC 61215-2021) | 2025-10-22 | 2028-10-22 | Yes
JA Solar Technology Co Ltd | JAM60S42-535/LR (IEC 61215-2021) | 2025-01-09 | 2028-01-09 | Yes
JA Solar Technology Co Ltd | JAM60S42-540/LR (IEC 61215-2021) | 2025-01-09 | 2028-01-09 | Yes
JA Solar Technology Co Ltd | JAM60S42-545/LR (IEC 61215-2021) | 2025-01-09 | 2028-01-09 | Yes
JA Solar Technology Co Ltd | JAM66D42-580/MB (IEC 61215-2021) | 2024-06-18 | 2027-06-18 | Yes
JA Solar Technology Co Ltd | JAM66D42-585/MB (IEC 61215-2021) | 2024-06-18 | 2027-06-18 | Yes
JA Solar Technology Co Ltd | JAM66D42-590/MB (IEC 61215-2021) | 2024-11-20 | 2027-11-20 | Yes
JA Solar Technology Co Ltd | JAM66D42-595/MB (IEC 61215-2021) | 2025-01-23 | 2028-01-23 | Yes
JA Solar Technology Co Ltd | JAM66D42-600/MB (IEC 61215-2021) | 2025-01-23 | 2028-01-23 | Yes
JA Solar Technology Co Ltd | JAM66D45-600/LB (IEC 61215-2021) | 2024-06-18 | 2027-06-18 | Yes
JA Solar Technology Co Ltd | JAM66D45-605/LB (IEC 61215-2021) | 2024-06-18 | 2027-06-18 | Yes
JA Solar Technology Co Ltd | JAM66D45-610/LB (IEC 61215-2021) | 2024-06-18 | 2027-06-18 | Yes
JA Solar Technology Co Ltd | JAM66D45-615/LB (IEC 61215-2021) | 2024-11-20 | 2027-11-20 | Yes
JA Solar Technology Co Ltd | JAM66D45-620/LB (IEC 61215-2021) | 2024-11-20 | 2027-11-20 | Yes
JA Solar Technology Co Ltd | JAM66D45-625/LB (IEC 61215-2021) | 2025-01-23 | 2028-01-23 | Yes
JA Solar Technology Co Ltd | JAM66D45-630/LB (IEC 61215-2021) | 2025-01-23 | 2028-01-23 | Yes
JA Solar Technology Co Ltd | JAM66D45-635/LB (IEC 61215-2021) | 2025-07-24 | 2028-07-24 | Yes
JA Solar Technology Co Ltd | JAM66D45-640/LB (IEC 61215-2021) | 2025-07-24 | 2028-07-24 | Yes
JA Solar Technology Co Ltd | JAM66D45-645/LB (IEC 61215-2021) | 2025-07-24 | 2028-07-24 | Yes
JA Solar Technology Co Ltd | JAM66D46-710/LB (IEC 61215-2021) | 2025-07-24 | 2028-07-24 | Yes
JA Solar Technology Co Ltd | JAM66D46-715/LB (IEC 61215-2021) | 2025-07-24 | 2028-07-24 | Yes
JA Solar Technology Co Ltd | JAM66D46-720/LB (IEC 61215-2021) | 2025-07-24 | 2028-07-24 | Yes
JA Solar Technology Co Ltd | JAM66S30-500/MR (IEC 61215-2021) | 2024-08-13 | 2027-08-13 | Yes
JA Solar Technology Co Ltd | JAM66S45-630/LR (IEC 61215-2021) | 2025-10-22 | 2028-10-22 | Yes
JA Solar Technology Co Ltd | JAM66S45-635/LR (IEC 61215-2021) | 2025-10-22 | 2028-10-22 | Yes
JA Solar Technology Co Ltd | JAM72D30-545/MB (IEC 61215-2021) | 2024-06-18 | 2027-06-18 | Yes
JA Solar Technology Co Ltd | JAM72D40-560/GB (IEC 61215-2021) | 2024-06-18 | 2027-06-18 | Yes
JA Solar Technology Co Ltd | JAM72D40-570/GB (IEC 61215-2021) | 2024-06-18 | 2027-06-18 | Yes
JA Solar Technology Co Ltd | JAM72D40-570/MB (IEC 61215-2021) | 2024-06-18 | 2027-06-18 | Yes
JA Solar Technology Co Ltd | JAM72D40-575/GB (IEC 61215-2021) | 2024-06-18 | 2027-06-18 | Yes
JA Solar Technology Co Ltd | JAM72D40-575/MB (IEC 61215-2021) | 2024-06-18 | 2027-06-18 | Yes
JA Solar Technology Co Ltd | JAM72D40-580/GB (IEC 61215-2021) | 2024-06-18 | 2027-06-18 | Yes
JA Solar Technology Co Ltd | JAM72D40-580/MB (IEC 61215-2021) | 2024-11-20 | 2027-11-20 | Yes
JA Solar Technology Co Ltd | JAM72D40-585/MB (IEC 61215-2021) | 2024-11-20 | 2027-11-20 | Yes
JA Solar Technology Co Ltd | JAM72D40-590/LB (IEC 61215-2021) | 2024-06-18 | 2027-06-18 | Yes
JA Solar Technology Co Ltd | JAM72D40-590/MB (IEC 61215-2021) | 2024-11-20 | 2027-11-20 | Yes
JA Solar Technology Co Ltd | JAM72D40-595/LB (IEC 61215-2021) | 2024-06-18 | 2027-06-18 | Yes
JA Solar Technology Co Ltd | JAM72D40-595/MB (IEC 61215-2021) | 2024-11-20 | 2027-11-20 | Yes
JA Solar Technology Co Ltd | JAM72D40-600/LB (IEC 61215-2021) | 2024-11-20 | 2027-11-20 | Yes
JA Solar Technology Co Ltd | JAM72D40-600/MB (IEC 61215-2021) | 2024-11-20 | 2027-11-20 | Yes
JA Solar Technology Co Ltd | JAM72D40-605/LB (IEC 61215-2021) | 2025-01-23 | 2028-01-23 | Yes
JA Solar Technology Co Ltd | JAM72D40-605/MB (IEC 61215-2021) | 2025-01-23 | 2028-01-23 | Yes
JA Solar Technology Co Ltd | JAM72D40-610/LB (IEC 61215-2021) | 2025-01-23 | 2028-01-23 | Yes
JA Solar Technology Co Ltd | JAM72D40-610/MB (IEC 61215-2021) | 2025-01-23 | 2028-01-23 | Yes
JA Solar Technology Co Ltd | JAM72D40-615/LB (IEC 61215-2021) | 2025-01-23 | 2028-01-23 | Yes
JA Solar Technology Co Ltd | JAM72D40-620/LB (IEC 61215-2021) | 2025-01-23 | 2028-01-23 | Yes
JA Solar Technology Co Ltd | JAM72D42-625/LB (IEC 61215-2021) | 2024-06-18 | 2027-06-18 | Yes
JA Solar Technology Co Ltd | JAM72D42-630/LB (IEC 61215-2021) | 2024-06-18 | 2027-06-18 | Yes
JA Solar Technology Co Ltd | JAM72D42-635/LB (IEC 61215-2021) | 2024-06-18 | 2027-06-18 | Yes
JA Solar Technology Co Ltd | JAM72D42-640/LB (IEC 61215-2021) | 2024-11-20 | 2027-11-20 | Yes
JA Solar Technology Co Ltd | JAM72D42-645/LB (IEC 61215-2021) | 2025-07-24 | 2028-07-24 | Yes
JA Solar Technology Co Ltd | JAM72D42-650/LB (IEC 61215-2021) | 2025-01-23 | 2028-01-23 | Yes
JA Solar Technology Co Ltd | JAM72S30-550/MR (IEC 61215-2021) | 2024-08-13 | 2027-08-13 | Yes
JA Solar Technology Co Ltd | JAM72S30-555/MR (IEC 61215-2021) | 2024-08-13 | 2027-08-13 | Yes
JA Solar Technology Co Ltd | JAM72S30-565/LR (IEC 61215-2021) | 2024-08-13 | 2027-08-13 | Yes
JA Solar Technology Co Ltd | JAM72S30-570/LR (IEC 61215-2021) | 2024-08-13 | 2027-08-13 | Yes
JA Solar Technology Co Ltd | JAM72S40-585/LR (IEC 61215-2021) | 2024-08-13 | 2027-08-13 | Yes
JA Solar Technology Co Ltd | JAM72S40-590/LR (IEC 61215-2021) | 2024-08-13 | 2027-08-13 | Yes
JA Solar Technology Co Ltd | JAM72S40-595/LR (IEC 61215-2021) | 2024-08-13 | 2027-08-13 | Yes
JA Solar Technology Co Ltd | JAM72S40-595/MR (IEC 61215-2021) | 2025-01-09 | 2028-01-09 | Yes
JA Solar Technology Co Ltd | JAM72S40-600/LR (IEC 61215-2021) | 2024-08-13 | 2027-08-13 | Yes
JA Solar Technology Co Ltd | JAM72S40-600/MR (IEC 61215-2021) | 2025-01-09 | 2028-01-09 | Yes
JA Solar Technology Co Ltd | JAM72S40-605/MR (IEC 61215-2021) | 2025-01-09 | 2028-01-09 | Yes
JA Solar Technology Co Ltd | JAM72S40-610/MR (IEC 61215-2021) | 2025-10-22 | 2028-10-22 | Yes
JA Solar Technology Co Ltd | JAM72S40-615/MR (IEC 61215-2021) | 2025-10-22 | 2028-10-22 | Yes
JA Solar Technology Co Ltd | JAM72S42-635/LR (IEC 61215-2021) | 2025-01-09 | 2028-01-09 | Yes
JA Solar Technology Co Ltd | JAM72S42-640/LR (IEC 61215-2021) | 2025-01-09 | 2028-01-09 | Yes
JA Solar Technology Co Ltd | JAM72S42-645/LR (IEC 61215-2021) | 2025-01-09 | 2028-01-09 | Yes
JA Solar Technology Co Ltd | JAM72S42-650/LR (IEC 61215-2021) | 2025-01-09 | 2028-01-09 | Yes
JA Solar Technology Co Ltd | JAT54S40-475/LR (IEC 61215-2021) | 2025-10-22 | 2028-10-22 | Yes
JA Solar Technology Co Ltd | JAT54S40-480/LR (IEC 61215-2021) | 2025-10-22 | 2028-10-22 | Yes
JA Solar Technology Co Ltd | JAT54S40-485/LR (IEC 61215-2021) | 2025-10-22 | 2028-10-22 | Yes
JA Solar Technology Co Ltd | JAT54S41-465/LR (IEC 61215-2021) | 2025-10-22 | 2028-10-22 | Yes
JA Solar Technology Co Ltd | JAT54S41-470/LR (IEC 61215-2021) | 2025-10-22 | 2028-10-22 | Yes
JA Solar Technology Co Ltd | JAT54S41-475/LR (IEC 61215-2021) | 2025-10-22 | 2028-10-22 | Yes
JA Solar Technology Co Ltd | JAT60S40-530/LR (IEC 61215-2021) | 2025-10-22 | 2028-10-22 | Yes
JA Solar Technology Co Ltd | JAT60S40-535/LR (IEC 61215-2021) | 2025-10-22 | 2028-10-22 | Yes
JA Solar Technology Co Ltd | JAT60S40-540/LR (IEC 61215-2021) | 2025-10-22 | 2028-10-22 | Yes
JA Solar Technology Co Ltd | JAT60S41-520/LR (IEC 61215-2021) | 2025-10-22 | 2028-10-22 | Yes
JA Solar Technology Co Ltd | JAT60S41-525/LR (IEC 61215-2021) | 2025-10-22 | 2028-10-22 | Yes
JA Solar Technology Co Ltd | JAT60S41-530/LR (IEC 61215-2021) | 2025-10-22 | 2028-10-22 | Yes
Jiangsu Green Energy Power Technology Co Ltd | GEP-CfMc485NH (IEC 61215-2021) | 2025-05-05 | 2028-05-05 | Yes
Jiangsu Green Energy Power Technology Co Ltd | GEP-CfMc490NH (IEC 61215-2021) | 2025-05-05 | 2028-05-05 | Yes
Jiangsu Green Energy Power Technology Co Ltd | GEP-CfMc495NH (IEC 61215-2021) | 2025-05-05 | 2028-05-05 | Yes
Jiangsu Green Energy Power Technology Co Ltd | GEP-CfMc500NH (IEC 61215-2021) | 2025-05-05 | 2028-05-05 | Yes
Jiangsu Green Energy Power Technology Co Ltd | GEP-DfMc585NH (IEC 61215-2021) | 2025-05-05 | 2028-05-05 | Yes
Jiangsu Green Energy Power Technology Co Ltd | GEP-DfMc590NH (IEC 61215-2021) | 2025-05-05 | 2028-05-05 | Yes
Jiangsu Green Energy Power Technology Co Ltd | GEP-DfMc595NH (IEC 61215-2021) | 2025-05-05 | 2028-05-05 | Yes
Jiangsu Green Energy Power Technology Co Ltd | GEP-DfMc600NH (IEC 61215-2021) | 2025-05-05 | 2028-05-05 | Yes
Jiangsu Green Energy Power Technology Co Ltd | GEP-GfMc535NH (IEC 61215-2021) | 2025-05-05 | 2028-05-05 | Yes
Jiangsu Green Energy Power Technology Co Ltd | GEP-GfMc540NH (IEC 61215-2021) | 2025-05-05 | 2028-05-05 | Yes
Jiangsu Green Energy Power Technology Co Ltd | GEP-GfMc545NH (IEC 61215-2021) | 2025-05-05 | 2028-05-05 | Yes
Jiangsu Green Energy Power Technology Co Ltd | GEP-GfMc550NH (IEC 61215-2021) | 2025-05-05 | 2028-05-05 | Yes
Jiangsu Green Energy Power Technology Co Ltd | GEP-HfMc635NH (IEC 61215-2021) | 2025-05-05 | 2028-05-05 | Yes
Jiangsu Green Energy Power Technology Co Ltd | GEP-HfMc640NH (IEC 61215-2021) | 2025-05-05 | 2028-05-05 | Yes
Jiangsu Green Energy Power Technology Co Ltd | GEP-HfMc645NH (IEC 61215-2021) | 2025-05-05 | 2028-05-05 | Yes
Jiangsu Green Energy Power Technology Co Ltd | GEP-HfMc650NH (IEC 61215-2021) | 2025-05-05 | 2028-05-05 | Yes
Jiangsu Green Energy Power Technology Co Ltd | GEP-JfMc435NH (IEC 61215-2021) | 2025-05-05 | 2028-05-05 | Yes
Jiangsu Green Energy Power Technology Co Ltd | GEP-JfMc440NH (IEC 61215-2021) | 2025-05-05 | 2028-05-05 | Yes
Jiangsu Green Energy Power Technology Co Ltd | GEP-JfMc445NH (IEC 61215-2021) | 2025-05-05 | 2028-05-05 | Yes
Jiangsu Green Energy Power Technology Co Ltd | GEP-JfMc450NH (IEC 61215-2021) | 2025-05-05 | 2028-05-05 | Yes
Jiangsu Linyang Photovoltaic Technology Co Ltd | SF-DN48G3-2/450W (IEC 61215-2021) | 2025-02-24 | 2028-02-24 | Yes
Jiangsu Linyang Photovoltaic Technology Co Ltd | SF-DN48G3-2/455W (IEC 61215-2021) | 2025-02-24 | 2028-02-24 | Yes
Jiangsu Linyang Photovoltaic Technology Co Ltd | SF-DN54G2-2/435W (IEC 61215-2021) | 2025-02-24 | 2028-02-24 | Yes
Jiangsu Linyang Photovoltaic Technology Co Ltd | SF-DN54G2-2/440W (IEC 61215-2021) | 2025-02-24 | 2028-02-24 | Yes
Jiangsu Linyang Photovoltaic Technology Co Ltd | SF-DN54G2-2/445W (IEC 61215-2021) | 2025-02-24 | 2028-02-24 | Yes
Jiangsu Linyang Photovoltaic Technology Co Ltd | SF-DN54G3-2/495W (IEC 61215-2021) | 2025-02-24 | 2028-02-24 | Yes
Jiangsu Linyang Photovoltaic Technology Co Ltd | SF-DN54G3-2/500W (IEC 61215-2021) | 2025-02-24 | 2028-02-24 | Yes
Jiangsu Linyang Photovoltaic Technology Co Ltd | SF-DN54G3-2/505W (IEC 61215-2021) | 2025-02-24 | 2028-02-24 | Yes
Jiangsu Linyang Photovoltaic Technology Co Ltd | SF-DN66G3-2/620W (IEC 61215-2021) | 2025-02-24 | 2028-02-24 | Yes
Jiangsu Linyang Photovoltaic Technology Co Ltd | SF-DN66G3-2/625W (IEC 61215-2021) | 2025-02-24 | 2028-02-24 | Yes
Jiangsu Linyang Photovoltaic Technology Co Ltd | SF-DN72G2-2/585W (IEC 61215-2021) | 2025-02-24 | 2028-02-24 | Yes
Jiangsu Linyang Photovoltaic Technology Co Ltd | SF-DN72G2-2/590W (IEC 61215-2021) | 2025-02-24 | 2028-02-24 | Yes
Jiangsu Linyang Photovoltaic Technology Co Ltd | SF-DN72G2-2/595W (IEC 61215-2021) | 2025-02-24 | 2028-02-24 | Yes
Jiangsu Linyang Photovoltaic Technology Co Ltd | SF-SN48G3-2B/440W (IEC 61215-2021) | 2025-03-17 | 2028-03-17 | Yes
Jiangsu Linyang Photovoltaic Technology Co Ltd | SF-SN48G3-2B/445W (IEC 61215-2021) | 2025-03-17 | 2028-03-17 | Yes
Jiangsu Linyang Photovoltaic Technology Co Ltd | SF-SN48G3-2B/450W (IEC 61215-2021) | 2025-03-17 | 2028-03-17 | Yes
Jiangsu Linyang Photovoltaic Technology Co Ltd | SF-SN54G3-2B/495W (IEC 61215-2021) | 2025-03-17 | 2028-03-17 | Yes
Jiangsu Linyang Photovoltaic Technology Co Ltd | SF-SN54G3-2B/500W (IEC 61215-2021) | 2025-03-17 | 2028-03-17 | Yes
Jiangsu Linyang Photovoltaic Technology Co Ltd | SF-SN54G3-2B/505W (IEC 61215-2021) | 2025-03-17 | 2028-03-17 | Yes
Jiangsu Runergy New Energy Technology Co Ltd | HY-DH108N11-510 (IEC 61215-2021) | 2026-01-21 | 2029-01-17 | Yes
Jiangsu Runergy New Energy Technology Co Ltd | HY-DH108N11-520 (IEC 61215-2021) | 2026-01-21 | 2029-01-17 | Yes
Jiangsu Runergy New Energy Technology Co Ltd | HY-DH108N11-530 (IEC 61215-2021) | 2026-01-21 | 2029-01-17 | Yes
Jiangsu Runergy New Energy Technology Co Ltd | HY-DH108N12-440 (IEC 61215-2021) | 2024-07-23 | 2027-07-23 | Yes
Jiangsu Runergy New Energy Technology Co Ltd | HY-DH108N12B-440 (IEC 61215-2021) | 2024-07-23 | 2027-07-23 | Yes
Jiangsu Runergy New Energy Technology Co Ltd | HY-DH108N8-430 (IEC 61215-2021) | 2024-01-29 | 2027-01-29 | Yes
Jiangsu Runergy New Energy Technology Co Ltd | HY-DH108N8-435 (IEC 61215-2021) | 2024-01-29 | 2027-01-29 | Yes
Jiangsu Runergy New Energy Technology Co Ltd | HY-DH108N8-440 (IEC 61215-2021) | 2024-07-23 | 2027-07-23 | Yes
Jiangsu Runergy New Energy Technology Co Ltd | HY-DH108N8B-430 (IEC 61215-2021) | 2024-01-29 | 2027-01-29 | Yes
Jiangsu Runergy New Energy Technology Co Ltd | HY-DH108N8B-435 (IEC 61215-2021) | 2024-01-29 | 2027-01-29 | Yes
Jiangsu Runergy New Energy Technology Co Ltd | HY-DH108N8B-440 (IEC 61215-2021) | 2024-07-23 | 2027-07-23 | Yes
Jiangsu Runergy New Energy Technology Co Ltd | HY-DH120N8-470 (IEC 61215-2021) | 2024-01-29 | 2027-01-29 | Yes
Jiangsu Runergy New Energy Technology Co Ltd | HY-DH120N8-475 (IEC 61215-2021) | 2024-01-29 | 2027-01-29 | Yes
Jiangsu Runergy New Energy Technology Co Ltd | HY-DH120N8-480 (IEC 61215-2021) | 2024-01-29 | 2027-01-29 | Yes
Jiangsu Runergy New Energy Technology Co Ltd | HY-DH120N8B-465 (IEC 61215-2021) | 2024-01-29 | 2027-01-29 | Yes
Jiangsu Runergy New Energy Technology Co Ltd | HY-DH120N8B-470 (IEC 61215-2021) | 2024-01-29 | 2027-01-29 | Yes
Jiangsu Runergy New Energy Technology Co Ltd | HY-DH132N10-690 (IEC 61215-2021) | 2024-07-23 | 2027-07-23 | Yes
Jiangsu Runergy New Energy Technology Co Ltd | HY-DH132N10-695 (IEC 61215-2021) | 2024-07-23 | 2027-07-23 | Yes
Jiangsu Runergy New Energy Technology Co Ltd | HY-DH132N10-700 (IEC 61215-2021) | 2024-07-23 | 2027-07-23 | Yes
Jiangsu Runergy New Energy Technology Co Ltd | HY-DH132N10-720 (IEC 61215-2021) | 2026-01-21 | 2029-01-17 | Yes
Jiangsu Runergy New Energy Technology Co Ltd | HY-DH132N10-725 (IEC 61215-2021) | 2026-01-21 | 2029-01-17 | Yes
Jiangsu Runergy New Energy Technology Co Ltd | HY-DH132N11-605 (IEC 61215-2021) | 2024-07-23 | 2027-07-23 | Yes
Jiangsu Runergy New Energy Technology Co Ltd | HY-DH132N11-610 (IEC 61215-2021) | 2024-07-23 | 2027-07-23 | Yes
Jiangsu Runergy New Energy Technology Co Ltd | HY-DH132N11-620 (IEC 61215-2021) | 2026-01-21 | 2029-01-17 | Yes
Jiangsu Runergy New Energy Technology Co Ltd | HY-DH132N11-625 (IEC 61215-2021) | 2026-01-21 | 2029-01-17 | Yes
Jiangsu Runergy New Energy Technology Co Ltd | HY-DH132N11-630 (IEC 61215-2021) | 2026-01-21 | 2029-01-17 | Yes
Jiangsu Runergy New Energy Technology Co Ltd | HY-DH132N11-635 (IEC 61215-2021) | 2026-01-21 | 2029-01-17 | Yes
Jiangsu Runergy New Energy Technology Co Ltd | HY-DH132N11-640 (IEC 61215-2021) | 2026-01-21 | 2029-01-17 | Yes
Jiangsu Runergy New Energy Technology Co Ltd | HY-DH144N8-570 (IEC 61215-2021) | 2024-01-29 | 2027-01-29 | Yes
Jiangsu Runergy New Energy Technology Co Ltd | HY-DH144N8-575 (IEC 61215-2021) | 2024-01-29 | 2027-01-29 | Yes
Jiangsu Runergy New Energy Technology Co Ltd | HY-DH144N8-580 (IEC 61215-2021) | 2024-01-29 | 2027-01-29 | Yes
Jiangsu Runergy New Energy Technology Co Ltd | HY-DH144N8-585 (IEC 61215-2021) | 2024-07-23 | 2027-07-23 | Yes
Jiangsu Runergy New Energy Technology Co Ltd | HY-DH144N8-590 (IEC 61215-2021) | 2024-07-23 | 2027-07-23 | Yes
Jiangsu Runergy New Energy Technology Co Ltd | HY-DH144N8-600 (IEC 61215-2021) | 2026-01-21 | 2029-01-17 | Yes
Jiangsu Runergy New Energy Technology Co Ltd | HY-DH144N9-595 (IEC 61215-2021) | 2024-07-23 | 2027-07-23 | Yes
Jiangsu Runergy New Energy Technology Co Ltd | HY-DH144N9-600 (IEC 61215-2021) | 2024-07-23 | 2027-07-23 | Yes
Jiangsu Runergy New Energy Technology Co Ltd | HY-DH144N9-605 (IEC 61215-2021) | 2024-07-23 | 2027-07-23 | Yes
Jiangsu Runergy New Energy Technology Co Ltd | HY-DH156N8-610 (IEC 61215-2021) | 2024-01-29 | 2027-01-29 | Yes
Jiangsu Runergy New Energy Technology Co Ltd | HY-DH156N8-615 (IEC 61215-2021) | 2024-01-29 | 2027-01-29 | Yes
Jiangsu Runergy New Energy Technology Co Ltd | HY-DH156N8-620 (IEC 61215-2021) | 2024-01-29 | 2027-01-29 | Yes
Jiangsu Runergy New Energy Technology Co Ltd | HY-DH156N8-625 (IEC 61215-2021) | 2024-01-29 | 2027-01-29 | Yes
Jiangsu Runergy New Energy Technology Co Ltd | HY-DH156N8-630 (IEC 61215-2021) | 2024-07-23 | 2027-07-23 | Yes
Jiangsu Runergy New Energy Technology Co Ltd | HY-DH156N8-635 (IEC 61215-2021) | 2024-07-23 | 2027-07-23 | Yes
Jiangsu Runergy New Energy Technology Co Ltd | HY-DH156N8-640 (IEC 61215-2021) | 2024-07-23 | 2027-07-23 | Yes
Jiangsu Runergy New Energy Technology Co Ltd | HY-DH156N8-645 (IEC 61215-2021) | 2024-07-23 | 2027-07-23 | Yes
Jiangsu Runergy New Energy Technology Co Ltd | HY-DH96N11-440 (IEC 61215-2021) | 2026-01-21 | 2029-01-17 | Yes
Jiangsu Runergy New Energy Technology Co Ltd | HY-DH96N11-450 (IEC 61215-2021) | 2026-01-21 | 2029-01-17 | Yes
Jiangsu Runergy New Energy Technology Co Ltd | HY-DH96N11-460 (IEC 61215-2021) | 2026-01-21 | 2029-01-17 | Yes
Jiangsu Runergy New Energy Technology Co Ltd | HY-DH96N11-470 (IEC 61215-2021) | 2026-01-21 | 2029-01-17 | Yes
Jiangsu Runergy New Energy Technology Co Ltd | HY-DH96N11-475 (IEC 61215-2021) | 2026-01-21 | 2029-01-17 | Yes
Jiangsu Runergy New Energy Technology Co Ltd | HY-DH96N11B-440 (IEC 61215-2021) | 2024-07-23 | 2027-07-23 | Yes
Jiangsu Runergy New Energy Technology Co Ltd | HY-DH96N11B-445 (IEC 61215-2021) | 2024-07-23 | 2027-07-23 | Yes
Jiangsu Runergy New Energy Technology Co Ltd | HY-DH96N11B-450 (IEC 61215-2021) | 2026-01-21 | 2029-01-17 | Yes
Jiangsu Runergy New Energy Technology Co Ltd | HY-DH96N11B-460 (IEC 61215-2021) | 2026-01-21 | 2029-01-17 | Yes
Jiangsu Runergy New Energy Technology Co Ltd | HY-DH96N11B-470 (IEC 61215-2021) | 2026-01-21 | 2029-01-17 | Yes
Jiangsu Runergy New Energy Technology Co Ltd | HY-DH96N11B-475 (IEC 61215-2021) | 2026-01-21 | 2029-01-17 | Yes
Jiangsu Runergy New Energy Technology Co Ltd | HY-WH108N8-415 (IEC 61215-2021) | 2024-01-29 | 2027-01-29 | Yes
Jiangsu Runergy New Energy Technology Co Ltd | HY-WH108N8-430 (IEC 61215-2021) | 2024-01-29 | 2027-01-29 | Yes
Jiangsu Runergy New Energy Technology Co Ltd | HY-WH108N8B-415 (IEC 61215-2021) | 2024-01-29 | 2027-01-29 | Yes
Jiangsu Runergy New Energy Technology Co Ltd | HY-WH108N8B-425 (IEC 61215-2021) | 2024-01-29 | 2027-01-29 | Yes
JiangSu Seraphim Solar System Co Ltd | SRP-400-BMD-HV (IEC 61215-2021) | 2024-09-06 | 2027-09-06 | Yes
JiangSu Seraphim Solar System Co Ltd | SRP-415-BMD-BG (IEC 61215-2021) | 2024-04-01 | 2027-04-01 | Yes
JiangSu Seraphim Solar System Co Ltd | SRP-415-BMD-HV (IEC 61215-2021) | 2024-04-01 | 2027-04-01 | Yes
JiangSu Seraphim Solar System Co Ltd | SRP-420-BMD-BG (IEC 61215-2021) | 2024-04-01 | 2027-04-01 | Yes
JiangSu Seraphim Solar System Co Ltd | SRP-420-BMD-HV (IEC 61215-2021) | 2024-04-01 | 2027-04-01 | Yes
JiangSu Seraphim Solar System Co Ltd | SRP-430-BTD-BG (IEC 61215-2021) | 2024-09-06 | 2027-09-06 | Yes
JiangSu Seraphim Solar System Co Ltd | SRP-435-BTD-BG (IEC 61215-2021) | 2024-04-01 | 2027-04-01 | Yes
JiangSu Seraphim Solar System Co Ltd | SRP-440-BTD-BG (IEC 61215-2021) | 2024-04-01 | 2027-04-01 | Yes
JiangSu Seraphim Solar System Co Ltd | SRP-440-BTD-HV (IEC 61215-2021) | 2024-09-06 | 2027-09-06 | Yes
JiangSu Seraphim Solar System Co Ltd | SRP-440-BTE-BG (IEC 61215-2021) | 2024-08-27 | 2027-08-27 | Yes
JiangSu Seraphim Solar System Co Ltd | SRP-445-BTE-BG (IEC 61215-2021) | 2024-08-27 | 2027-08-27 | Yes
JiangSu Seraphim Solar System Co Ltd | SRP-450-BTE-BG (IEC 61215-2021) | 2024-08-27 | 2027-08-27 | Yes
JiangSu Seraphim Solar System Co Ltd | SRP-455-BTE-BG (IEC 61215-2021) | 2024-08-27 | 2027-08-27 | Yes
JiangSu Seraphim Solar System Co Ltd | SRP-465-BTD-BG (IEC 61215-2021) | 2024-08-27 | 2027-08-27 | Yes
JiangSu Seraphim Solar System Co Ltd | SRP-470-BTD-BG (IEC 61215-2021) | 2024-08-27 | 2027-08-27 | Yes
JiangSu Seraphim Solar System Co Ltd | SRP-475-BTD-BG (IEC 61215-2021) | 2024-08-27 | 2027-08-27 | Yes
JiangSu Seraphim Solar System Co Ltd | SRP-480-BTB-BG (IEC 61215-2021) | 2024-04-01 | 2027-04-01 | Yes
JiangSu Seraphim Solar System Co Ltd | SRP-480-BTD-BG (IEC 61215-2021) | 2024-08-27 | 2027-08-27 | Yes
JiangSu Seraphim Solar System Co Ltd | SRP-485-BTB-BG (IEC 61215-2021) | 2024-04-01 | 2027-04-01 | Yes
JiangSu Seraphim Solar System Co Ltd | SRP-490-BTB-BG (IEC 61215-2021) | 2024-04-01 | 2027-04-01 | Yes
JiangSu Seraphim Solar System Co Ltd | SRP-500-BTD-BG (IEC 61215-2021) | 2024-09-06 | 2027-09-06 | Yes
JiangSu Seraphim Solar System Co Ltd | SRP-505-BHE-BG (IEC 61215-2021) | 2024-09-06 | 2027-09-06 | Yes
JiangSu Seraphim Solar System Co Ltd | SRP-505-BTD-BG (IEC 61215-2021) | 2024-09-06 | 2027-09-06 | Yes
JiangSu Seraphim Solar System Co Ltd | SRP-505-BTE-BG (IEC 61215-2021) | 2024-09-06 | 2027-09-06 | Yes
JiangSu Seraphim Solar System Co Ltd | SRP-510-BHE-BG (IEC 61215-2021) | 2024-09-06 | 2027-09-06 | Yes
JiangSu Seraphim Solar System Co Ltd | SRP-510-BTD-BG (IEC 61215-2021) | 2024-09-06 | 2027-09-06 | Yes
JiangSu Seraphim Solar System Co Ltd | SRP-510-BTE-BG (IEC 61215-2021) | 2024-09-06 | 2027-09-06 | Yes
JiangSu Seraphim Solar System Co Ltd | SRP-515-BHE-BG (IEC 61215-2021) | 2024-09-06 | 2027-09-06 | Yes
JiangSu Seraphim Solar System Co Ltd | SRP-515-BTE-BG (IEC 61215-2021) | 2024-09-06 | 2027-09-06 | Yes
JiangSu Seraphim Solar System Co Ltd | SRP-520-BHE-BG (IEC 61215-2021) | 2024-09-06 | 2027-09-06 | Yes
JiangSu Seraphim Solar System Co Ltd | SRP-550-BMA-BG (IEC 61215-2021) | 2024-04-01 | 2027-04-01 | Yes
JiangSu Seraphim Solar System Co Ltd | SRP-550-BMA-HV (IEC 61215-2021) | 2024-04-01 | 2027-04-01 | Yes
JiangSu Seraphim Solar System Co Ltd | SRP-555-BMA-BG (IEC 61215-2021) | 2024-04-01 | 2027-04-01 | Yes
JiangSu Seraphim Solar System Co Ltd | SRP-555-BMA-HV (IEC 61215-2021) | 2024-04-01 | 2027-04-01 | Yes
JiangSu Seraphim Solar System Co Ltd | SRP-570-BTA-BG (IEC 61215-2021) | 2024-04-01 | 2027-04-01 | Yes
JiangSu Seraphim Solar System Co Ltd | SRP-570-BTC-BG (IEC 61215-2021) | 2024-08-27 | 2027-08-27 | Yes
JiangSu Seraphim Solar System Co Ltd | SRP-570-BTD-BG (IEC 61215-2021) | 2024-09-06 | 2027-09-06 | Yes
JiangSu Seraphim Solar System Co Ltd | SRP-575-BHD-BG (IEC 61215-2021) | 2024-09-06 | 2027-09-06 | Yes
JiangSu Seraphim Solar System Co Ltd | SRP-575-BTA-BG (IEC 61215-2021) | 2024-04-01 | 2027-04-01 | Yes
JiangSu Seraphim Solar System Co Ltd | SRP-575-BTC-BG (IEC 61215-2021) | 2024-08-27 | 2027-08-27 | Yes
JiangSu Seraphim Solar System Co Ltd | SRP-575-BTD-BG (IEC 61215-2021) | 2024-09-06 | 2027-09-06 | Yes
JiangSu Seraphim Solar System Co Ltd | SRP-580-BHD-BG (IEC 61215-2021) | 2024-09-06 | 2027-09-06 | Yes
JiangSu Seraphim Solar System Co Ltd | SRP-580-BTA-BG (IEC 61215-2021) | 2024-04-01 | 2027-04-01 | Yes
JiangSu Seraphim Solar System Co Ltd | SRP-580-BTC-BG (IEC 61215-2021) | 2024-08-27 | 2027-08-27 | Yes
JiangSu Seraphim Solar System Co Ltd | SRP-580-BTD-BG (IEC 61215-2021) | 2024-09-06 | 2027-09-06 | Yes
JiangSu Seraphim Solar System Co Ltd | SRP-585-BHD-BG (IEC 61215-2021) | 2024-09-06 | 2027-09-06 | Yes
JiangSu Seraphim Solar System Co Ltd | SRP-585-BTA-BG (IEC 61215-2021) | 2024-04-01 | 2027-04-01 | Yes
JiangSu Seraphim Solar System Co Ltd | SRP-585-BTC-BG (IEC 61215-2021) | 2024-08-27 | 2027-08-27 | Yes
JiangSu Seraphim Solar System Co Ltd | SRP-590-BHD-BG (IEC 61215-2021) | 2024-09-06 | 2027-09-06 | Yes
JiangSu Seraphim Solar System Co Ltd | SRP-605-BTC-BG (IEC 61215-2021) | 2024-08-27 | 2027-08-27 | Yes
JiangSu Seraphim Solar System Co Ltd | SRP-610-BTC-BG (IEC 61215-2021) | 2024-08-27 | 2027-08-27 | Yes
JiangSu Seraphim Solar System Co Ltd | SRP-615-BTC-BG (IEC 61215-2021) | 2024-08-27 | 2027-08-27 | Yes
JiangSu Seraphim Solar System Co Ltd | SRP-620-BTC-BG (IEC 61215-2021) | 2024-08-27 | 2027-08-27 | Yes
JiangSu Seraphim Solar System Co Ltd | SRP-620-BTZ-BG (IEC 61215-2021) | 2024-04-01 | 2027-04-01 | Yes
JiangSu Seraphim Solar System Co Ltd | SRP-625-BTA-BG (IEC 61215-2021) | 2024-08-27 | 2027-08-27 | Yes
JiangSu Seraphim Solar System Co Ltd | SRP-625-BTZ-BG (IEC 61215-2021) | 2024-04-01 | 2027-04-01 | Yes
JiangSu Seraphim Solar System Co Ltd | SRP-630-BTA-BG (IEC 61215-2021) | 2024-08-27 | 2027-08-27 | Yes
JiangSu Seraphim Solar System Co Ltd | SRP-630-BTZ-BG (IEC 61215-2021) | 2024-04-01 | 2027-04-01 | Yes
JiangSu Seraphim Solar System Co Ltd | SRP-635-BTA-BG (IEC 61215-2021) | 2024-08-27 | 2027-08-27 | Yes
JiangSu Seraphim Solar System Co Ltd | SRP-640-BTA-BG (IEC 61215-2021) | 2024-08-27 | 2027-08-27 | Yes
Jinko Solar Co Ltd | JKM330M-60 | 2022-11-15 | 2025-03-31 | Yes
Jinko Solar Co Ltd | JKM330M-60H | 2022-11-15 | 2025-03-31 | Yes
Jinko Solar Co Ltd | JKM360M-66H | 2022-12-05 | 2025-03-31 | Yes
Jinko Solar Co Ltd | JKM365M-66H | 2022-12-05 | 2025-03-31 | Yes
Jinko Solar Co Ltd | JKM370M-60HLM | 2022-11-15 | 2025-03-31 | Yes
Jinko Solar Co Ltd | JKM370M-66H | 2022-12-05 | 2025-03-31 | Yes
Jinko Solar Co Ltd | JKM370N-6TL3 | 2022-11-15 | 2025-03-31 | Yes
Jinko Solar Co Ltd | JKM405M-54HL4 | 2022-11-15 | 2025-03-31 | Yes
Jinko Solar Co Ltd | JKM405M-54HL4-V | 2023-06-26 | 2025-03-31 | Yes
Jinko Solar Co Ltd | JKM405M-54HL4-V (IEC 61215-2021) | 2024-04-04 | 2027-04-04 | Yes
Jinko Solar Co Ltd | JKM405N-54HL4-V | 2023-06-29 | 2025-03-31 | Yes
Jinko Solar Co Ltd | JKM410M-54HL4 | 2022-11-15 | 2025-03-31 | Yes
Jinko Solar Co Ltd | JKM410M-54HL4-V | 2023-06-26 | 2025-03-31 | Yes
Jinko Solar Co Ltd | JKM410M-54HL4-V (IEC 61215-2021) | 2024-04-04 | 2027-04-04 | Yes
Jinko Solar Co Ltd | JKM410N-54HL4 | 2022-11-15 | 2025-03-31 | Yes
Jinko Solar Co Ltd | JKM410N-54HL4-V | 2023-06-29 | 2025-03-31 | Yes
Jinko Solar Co Ltd | JKM410N-6RL3-V | 2023-06-26 | 2025-03-31 | Yes
Jinko Solar Co Ltd | JKM415M-54HL4 | 2022-11-15 | 2025-03-31 | Yes
Jinko Solar Co Ltd | JKM415M-54HL4-V | 2023-06-26 | 2025-03-31 | Yes
Jinko Solar Co Ltd | JKM415M-54HL4-V (IEC 61215-2021) | 2024-04-04 | 2027-04-04 | Yes
Jinko Solar Co Ltd | JKM415N-54HL4 | 2022-11-15 | 2025-03-31 | Yes
Jinko Solar Co Ltd | JKM415N-54HL4-V | 2023-06-29 | 2025-03-31 | Yes
Jinko Solar Co Ltd | JKM415N-6RL3-V | 2023-06-26 | 2025-03-31 | Yes
Jinko Solar Co Ltd | JKM420M-54HL4-V (IEC 61215-2021) | 2024-04-04 | 2027-04-04 | Yes
Jinko Solar Co Ltd | JKM420N-54HL4 | 2022-11-15 | 2025-03-31 | Yes
Jinko Solar Co Ltd | JKM420N-54HL4-V | 2023-06-29 | 2025-03-31 | Yes
Jinko Solar Co Ltd | JKM425M-54HL4-V (IEC 61215-2021) | 2024-04-04 | 2027-04-04 | Yes
Jinko Solar Co Ltd | JKM425N-54HL4 | 2022-11-15 | 2025-03-31 | Yes
Jinko Solar Co Ltd | JKM425N-54HL4R | 2022-11-15 | 2025-03-31 | Yes
Jinko Solar Co Ltd | JKM425N-54HL4-V | 2023-06-29 | 2025-03-31 | Yes
Jinko Solar Co Ltd | JKM430N-54HL4 | 2022-11-15 | 2025-03-31 | Yes
Jinko Solar Co Ltd | JKM430N-54HL4R | 2022-11-15 | 2025-03-31 | Yes
Jinko Solar Co Ltd | JKM430N-54HL4R-BDV (IEC 61215-2021) | 2024-06-28 | 2027-06-28 | Yes
Jinko Solar Co Ltd | JKM430N-54HL4-V | 2023-06-29 | 2025-03-31 | Yes
Jinko Solar Co Ltd | JKM435M-6TL4 | 2022-11-15 | 2025-03-31 | Yes
Jinko Solar Co Ltd | JKM435N-54HL4 | 2022-11-15 | 2025-03-31 | Yes
Jinko Solar Co Ltd | JKM435N-54HL4R | 2022-11-15 | 2025-03-31 | Yes
Jinko Solar Co Ltd | JKM435N-54HL4R (IEC 61215-2021) | 2024-06-28 | 2027-06-28 | Yes
Jinko Solar Co Ltd | JKM435N-54HL4R-B | 2022-11-15 | 2025-03-31 | Yes
Jinko Solar Co Ltd | JKM435N-54HL4R-B (IEC 61215-2021) | 2024-06-28 | 2027-06-28 | Yes
Jinko Solar Co Ltd | JKM435N-54HL4R-BDB (IEC 61215-2021) | 2024-06-28 | 2027-06-28 | Yes
Jinko Solar Co Ltd | JKM435N-54HL4R-BDV | 2021-06-17 | 2025-03-31 | Yes
Jinko Solar Co Ltd | JKM435N-54HL4R-BDV (IEC 61215-2021) | 2024-06-28 | 2027-06-28 | Yes
Jinko Solar Co Ltd | JKM435N-54HL4R-V | 2023-06-26 | 2025-03-31 | Yes
Jinko Solar Co Ltd | JKM435N-54HL4R-V (IEC 61215-2021) | 2024-04-04 | 2027-04-04 | Yes
Jinko Solar Co Ltd | JKM435N-54HL4-V | 2023-06-29 | 2025-03-31 | Yes
Jinko Solar Co Ltd | JKM440M-60HL4 | 2022-11-15 | 2025-03-31 | Yes
Jinko Solar Co Ltd | JKM440M-60HL4-V | 2023-06-26 | 2025-03-31 | Yes
Jinko Solar Co Ltd | JKM440M-6TL4 | 2022-11-15 | 2025-03-31 | Yes
Jinko Solar Co Ltd | JKM440M-6TL4-V | 2023-06-26 | 2025-03-31 | Yes
Jinko Solar Co Ltd | JKM440N-48HL4M-DB (IEC 61215-2021) | 2025-06-17 | 2028-06-17 | Yes
Jinko Solar Co Ltd | JKM440N-48HL4M-DV (IEC 61215-2021) | 2025-06-17 | 2028-06-17 | Yes
Jinko Solar Co Ltd | JKM440N-54HL4 | 2022-11-15 | 2025-03-31 | Yes
Jinko Solar Co Ltd | JKM440N-54HL4R | 2022-11-15 | 2025-03-31 | Yes
Jinko Solar Co Ltd | JKM440N-54HL4R (IEC 61215-2021) | 2024-06-28 | 2027-06-28 | Yes
Jinko Solar Co Ltd | JKM440N-54HL4R-B | 2022-11-15 | 2025-03-31 | Yes
Jinko Solar Co Ltd | JKM440N-54HL4R-B (IEC 61215-2021) | 2024-06-28 | 2027-06-28 | Yes
Jinko Solar Co Ltd | JKM440N-54HL4R-BDB (IEC 61215-2021) | 2024-06-28 | 2027-06-28 | Yes
Jinko Solar Co Ltd | JKM440N-54HL4R-BDV | 2021-06-17 | 2025-03-31 | Yes
Jinko Solar Co Ltd | JKM440N-54HL4R-BDV (IEC 61215-2021) | 2024-06-28 | 2027-06-28 | Yes
Jinko Solar Co Ltd | JKM440N-54HL4R-V | 2023-06-26 | 2025-03-31 | Yes
Jinko Solar Co Ltd | JKM440N-54HL4R-V (IEC 61215-2021) | 2024-04-04 | 2027-04-04 | Yes
Jinko Solar Co Ltd | JKM440N-54HL4-V | 2023-06-29 | 2025-03-31 | Yes
Jinko Solar Co Ltd | JKM445M-60HL4 | 2022-11-15 | 2025-03-31 | Yes
Jinko Solar Co Ltd | JKM445M-60HL4-V | 2023-06-26 | 2025-03-31 | Yes
Jinko Solar Co Ltd | JKM445N-48HL4M-DB (IEC 61215-2021) | 2025-06-17 | 2028-06-17 | Yes
Jinko Solar Co Ltd | JKM445N-48HL4M-DV (IEC 61215-2021) | 2025-06-17 | 2028-06-17 | Yes
Jinko Solar Co Ltd | JKM445N-54HL4R-B | 2022-11-15 | 2025-03-31 | Yes
Jinko Solar Co Ltd | JKM445N-54HL4R-B (IEC 61215-2021) | 2024-06-28 | 2027-06-28 | Yes
Jinko Solar Co Ltd | JKM445N-54HL4R-BDB (IEC 61215-2021) | 2024-06-28 | 2027-06-28 | Yes
Jinko Solar Co Ltd | JKM445N-54HL4R-BDV | 2021-06-17 | 2025-03-31 | Yes
Jinko Solar Co Ltd | JKM445N-54HL4R-BDV (IEC 61215-2021) | 2024-06-28 | 2027-06-28 | Yes
Jinko Solar Co Ltd | JKM445N-54HL4R-V | 2023-06-26 | 2025-03-31 | Yes
Jinko Solar Co Ltd | JKM445N-54HL4R-V (IEC 61215-2021) | 2024-04-04 | 2027-04-04 | Yes
Jinko Solar Co Ltd | JKM445N-54HL4-V | 2023-06-29 | 2025-03-31 | Yes
Jinko Solar Co Ltd | JKM450M-60HL4 | 2022-11-15 | 2025-03-31 | Yes
Jinko Solar Co Ltd | JKM450M-60HL4-V | 2023-06-26 | 2025-03-31 | Yes
Jinko Solar Co Ltd | JKM450N-48HL4M-DB (IEC 61215-2021) | 2025-06-17 | 2028-06-17 | Yes
Jinko Solar Co Ltd | JKM450N-48HL4M-DV (IEC 61215-2021) | 2025-06-17 | 2028-06-17 | Yes
Jinko Solar Co Ltd | JKM450N-48QL6-DB (IEC 61215-2021) | 2025-12-19 | 2028-12-19 | Yes
Jinko Solar Co Ltd | JKM450N-48QL6-DV (IEC 61215-2021) | 2026-02-12 | 2029-02-12 | Yes
Jinko Solar Co Ltd | JKM450N-54HL4R-B (IEC 61215-2021) | 2024-10-21 | 2027-10-21 | Yes
Jinko Solar Co Ltd | JKM450N-54HL4R-BDB (IEC 61215-2021) | 2024-06-28 | 2027-06-28 | Yes
Jinko Solar Co Ltd | JKM450N-54HL4R-BDV | 2021-06-17 | 2025-03-31 | Yes
Jinko Solar Co Ltd | JKM450N-54HL4R-BDV (IEC 61215-2021) | 2024-06-28 | 2027-06-28 | Yes
Jinko Solar Co Ltd | JKM450N-54HL4R-V (IEC 61215-2021) | 2024-04-04 | 2027-04-04 | Yes
Jinko Solar Co Ltd | JKM455M-60HL4 | 2022-11-15 | 2025-03-31 | Yes
Jinko Solar Co Ltd | JKM455M-60HL4-V | 2023-06-26 | 2025-03-31 | Yes
Jinko Solar Co Ltd | JKM455N-48HL4M-DB (IEC 61215-2021) | 2025-06-17 | 2028-06-17 | Yes
Jinko Solar Co Ltd | JKM455N-48HL4M-DV (IEC 61215-2021) | 2025-06-17 | 2028-06-17 | Yes
Jinko Solar Co Ltd | JKM455N-48QL6-DB (IEC 61215-2021) | 2025-12-19 | 2028-12-19 | Yes
Jinko Solar Co Ltd | JKM455N-48QL6-DV (IEC 61215-2021) | 2026-02-12 | 2029-02-12 | Yes
Jinko Solar Co Ltd | JKM455N-54HL4R-V (IEC 61215-2021) | 2024-10-21 | 2027-10-21 | Yes
Jinko Solar Co Ltd | JKM460M-60HL4 | 2022-11-15 | 2025-03-31 | Yes
Jinko Solar Co Ltd | JKM460M-60HL4-V | 2023-06-26 | 2025-03-31 | Yes
Jinko Solar Co Ltd | JKM460M-7RL3-V | 2023-06-26 | 2025-03-31 | Yes
Jinko Solar Co Ltd | JKM460N-48HL4M-DB (IEC 61215-2021) | 2025-06-17 | 2028-06-17 | Yes
Jinko Solar Co Ltd | JKM460N-48HL4M-DV (IEC 61215-2021) | 2025-06-17 | 2028-06-17 | Yes
Jinko Solar Co Ltd | JKM460N-48QL6-DB (IEC 61215-2021) | 2025-12-19 | 2028-12-19 | Yes
Jinko Solar Co Ltd | JKM460N-48QL6-DV (IEC 61215-2021) | 2026-02-12 | 2029-02-12 | Yes
Jinko Solar Co Ltd | JKM460N-60HL4 | 2022-11-15 | 2025-03-31 | Yes
Jinko Solar Co Ltd | JKM465N-48HL4M-DB (IEC 61215-2021) | 2025-06-17 | 2028-06-17 | Yes
Jinko Solar Co Ltd | JKM465N-48HL4M-DV (IEC 61215-2021) | 2025-06-17 | 2028-06-17 | Yes
Jinko Solar Co Ltd | JKM465N-48QL6-DB (IEC 61215-2021) | 2025-12-19 | 2028-12-19 | Yes
Jinko Solar Co Ltd | JKM465N-48QL6-DV (IEC 61215-2021) | 2026-02-12 | 2029-02-12 | Yes
Jinko Solar Co Ltd | JKM465N-60HL4 | 2022-11-15 | 2025-03-31 | Yes
Jinko Solar Co Ltd | JKM470M-60HL4-V | 2023-06-26 | 2025-03-31 | Yes
Jinko Solar Co Ltd | JKM470N-48HL4M-DB (IEC 61215-2021) | 2025-06-17 | 2028-06-17 | Yes
Jinko Solar Co Ltd | JKM470N-48HL4M-DV (IEC 61215-2021) | 2025-06-17 | 2028-06-17 | Yes
Jinko Solar Co Ltd | JKM470N-48QL6-DB (IEC 61215-2021) | 2025-12-19 | 2028-12-19 | Yes
Jinko Solar Co Ltd | JKM470N-48QL6-DV (IEC 61215-2021) | 2025-12-19 | 2028-12-19 | Yes
Jinko Solar Co Ltd | JKM470N-60HL4 | 2022-11-15 | 2025-03-31 | Yes
Jinko Solar Co Ltd | JKM470N-60HL4-V | 2023-06-26 | 2025-03-31 | Yes
Jinko Solar Co Ltd | JKM470N-60HL4-V (IEC 61215-2021) | 2024-04-04 | 2027-04-04 | Yes
Jinko Solar Co Ltd | JKM475N-48HL4M-DB (IEC 61215-2021) | 2025-06-17 | 2028-06-17 | Yes
Jinko Solar Co Ltd | JKM475N-48HL4M-DV (IEC 61215-2021) | 2025-06-17 | 2028-06-17 | Yes
Jinko Solar Co Ltd | JKM475N-48QL6-DB (IEC 61215-2021) | 2025-12-19 | 2028-12-19 | Yes
Jinko Solar Co Ltd | JKM475N-48QL6-DV (IEC 61215-2021) | 2025-12-19 | 2028-12-19 | Yes
Jinko Solar Co Ltd | JKM475N-51QL6-DB (IEC 61215-2021) | 2025-12-19 | 2028-12-19 | Yes
Jinko Solar Co Ltd | JKM475N-60HL4 | 2022-11-15 | 2025-03-31 | Yes
Jinko Solar Co Ltd | JKM475N-60HL4-V | 2023-06-26 | 2025-03-31 | Yes
Jinko Solar Co Ltd | JKM475N-60HL4-V (IEC 61215-2021) | 2024-04-04 | 2027-04-04 | Yes
Jinko Solar Co Ltd | JKM480N-48HL4M-DB (IEC 61215-2021) | 2025-06-17 | 2028-06-17 | Yes
Jinko Solar Co Ltd | JKM480N-48HL4M-DV (IEC 61215-2021) | 2025-06-17 | 2028-06-17 | Yes
Jinko Solar Co Ltd | JKM480N-48QL6-DV (IEC 61215-2021) | 2025-12-19 | 2028-12-19 | Yes
Jinko Solar Co Ltd | JKM480N-51QL6-DB (IEC 61215-2021) | 2025-12-19 | 2028-12-19 | Yes
Jinko Solar Co Ltd | JKM480N-51QL6-DV (IEC 61215-2021) | 2025-10-27 | 2028-10-27 | Yes
Jinko Solar Co Ltd | JKM480N-60HL4 | 2022-11-15 | 2025-03-31 | Yes
Jinko Solar Co Ltd | JKM480N-60HL4-V | 2023-06-26 | 2025-03-31 | Yes
Jinko Solar Co Ltd | JKM480N-60HL4-V (IEC 61215-2021) | 2024-04-04 | 2027-04-04 | Yes
Jinko Solar Co Ltd | JKM485N-51QL6-DB (IEC 61215-2021) | 2025-12-19 | 2028-12-19 | Yes
Jinko Solar Co Ltd | JKM485N-51QL6-DV (IEC 61215-2021) | 2025-10-27 | 2028-10-27 | Yes
Jinko Solar Co Ltd | JKM485N-60HL4-V | 2023-06-26 | 2025-03-31 | Yes
Jinko Solar Co Ltd | JKM485N-60HL4-V (IEC 61215-2021) | 2024-04-04 | 2027-04-04 | Yes
Jinko Solar Co Ltd | JKM490N-51QL6-DB (IEC 61215-2021) | 2025-12-19 | 2028-12-19 | Yes
Jinko Solar Co Ltd | JKM490N-51QL6-DV (IEC 61215-2021) | 2025-10-27 | 2028-10-27 | Yes
Jinko Solar Co Ltd | JKM490N-60HL4-V | 2023-06-26 | 2025-03-31 | Yes
Jinko Solar Co Ltd | JKM490N-60HL4-V (IEC 61215-2021) | 2024-04-04 | 2027-04-04 | Yes
Jinko Solar Co Ltd | JKM495N-51QL6-DB (IEC 61215-2021) | 2025-12-19 | 2028-12-19 | Yes
Jinko Solar Co Ltd | JKM495N-51QL6-DV (IEC 61215-2021) | 2025-10-27 | 2028-10-27 | Yes
Jinko Solar Co Ltd | JKM495N-54HL4M-BDV (IEC 61215-2021) | 2025-06-18 | 2028-06-18 | Yes
Jinko Solar Co Ltd | JKM495N-60HL4-V (IEC 61215-2021) | 2024-04-04 | 2027-04-04 | Yes
Jinko Solar Co Ltd | JKM500N-51QL6-DB (IEC 61215-2021) | 2025-12-19 | 2028-12-19 | Yes
Jinko Solar Co Ltd | JKM500N-51QL6-DV (IEC 61215-2021) | 2025-10-27 | 2028-10-27 | Yes
Jinko Solar Co Ltd | JKM500N-54HL4M-BDV (IEC 61215-2021) | 2025-06-18 | 2028-06-18 | Yes
Jinko Solar Co Ltd | JKM500N-60HL4-V (IEC 61215-2021) | 2024-04-04 | 2027-04-04 | Yes
Jinko Solar Co Ltd | JKM505N-51QL6-DB (IEC 61215-2021) | 2025-12-19 | 2028-12-19 | Yes
Jinko Solar Co Ltd | JKM505N-51QL6-DV (IEC 61215-2021) | 2025-10-27 | 2028-10-27 | Yes
Jinko Solar Co Ltd | JKM505N-54HL4M-BDV (IEC 61215-2021) | 2025-06-18 | 2028-06-18 | Yes
Jinko Solar Co Ltd | JKM505N-60HL4-V (IEC 61215-2021) | 2024-10-21 | 2027-10-21 | Yes
Jinko Solar Co Ltd | JKM510N-51QL6-DB (IEC 61215-2021) | 2025-12-19 | 2028-12-19 | Yes
Jinko Solar Co Ltd | JKM510N-51QL6-DV (IEC 61215-2021) | 2025-10-27 | 2028-10-27 | Yes
Jinko Solar Co Ltd | JKM510N-54HL4M-BDV (IEC 61215-2021) | 2025-06-18 | 2028-06-18 | Yes
Jinko Solar Co Ltd | JKM510N-60HL4-V (IEC 61215-2021) | 2024-10-21 | 2027-10-21 | Yes
Jinko Solar Co Ltd | JKM515N-51QL6-DV (IEC 61215-2021) | 2025-10-27 | 2028-10-27 | Yes
Jinko Solar Co Ltd | JKM515N-54HL4M-BDV (IEC 61215-2021) | 2025-06-18 | 2028-06-18 | Yes
Jinko Solar Co Ltd | JKM520N-54HL4M-BDV (IEC 61215-2021) | 2025-06-18 | 2028-06-18 | Yes
Jinko Solar Co Ltd | JKM525N-54HL4M-BDV (IEC 61215-2021) | 2025-06-18 | 2028-06-18 | Yes
Jinko Solar Co Ltd | JKM530N-54HL4M-BDV (IEC 61215-2021) | 2025-06-18 | 2028-06-18 | Yes
Jinko Solar Co Ltd | JKM535M-72HL4-TV | 2023-06-26 | 2025-03-31 | Yes
Jinko Solar Co Ltd | JKM540M-72HL4-BDVP | 2021-03-04 | 2025-03-31 | Yes
Jinko Solar Co Ltd | JKM540M-72HL4-BDVP (IEC 61215-2021) | 2024-04-17 | 2027-04-17 | Yes
Jinko Solar Co Ltd | JKM540M-72HL4-TV | 2023-06-26 | 2025-03-31 | Yes
Jinko Solar Co Ltd | JKM540M-72HL4-V | 2023-06-26 | 2025-03-31 | Yes
Jinko Solar Co Ltd | JKM540M-72HL4-V (IEC 61215-2021) | 2024-04-04 | 2027-04-04 | Yes
Jinko Solar Co Ltd | JKM545M-72HL4-BDVP | 2021-06-17 | 2025-03-31 | Yes
Jinko Solar Co Ltd | JKM545M-72HL4-BDVP (IEC 61215-2021) | 2024-04-17 | 2027-04-17 | Yes
Jinko Solar Co Ltd | JKM545M-72HL4-TV | 2023-06-26 | 2025-03-31 | Yes
Jinko Solar Co Ltd | JKM545M-72HL4-V | 2023-06-26 | 2025-03-31 | Yes
Jinko Solar Co Ltd | JKM545M-72HL4-V (IEC 61215-2021) | 2024-04-04 | 2027-04-04 | Yes
Jinko Solar Co Ltd | JKM550M-72HL4-BDVP | 2021-06-17 | 2025-03-31 | Yes
Jinko Solar Co Ltd | JKM550M-72HL4-BDVP (IEC 61215-2021) | 2024-04-17 | 2027-04-17 | Yes
Jinko Solar Co Ltd | JKM550M-72HL4-V | 2023-06-26 | 2025-03-31 | Yes
Jinko Solar Co Ltd | JKM550M-72HL4-V (IEC 61215-2021) | 2024-04-04 | 2027-04-04 | Yes
Jinko Solar Co Ltd | JKM555M-72HL4-BDVP | 2021-06-17 | 2025-03-31 | Yes
Jinko Solar Co Ltd | JKM555M-72HL4-BDVP (IEC 61215-2021) | 2024-04-17 | 2027-04-17 | Yes
Jinko Solar Co Ltd | JKM555M-72HL4-V | 2023-06-26 | 2025-03-31 | Yes
Jinko Solar Co Ltd | JKM555M-72HL4-V (IEC 61215-2021) | 2024-04-04 | 2027-04-04 | Yes
Jinko Solar Co Ltd | JKM560M-72HL4-V | 2023-06-26 | 2025-03-31 | Yes
Jinko Solar Co Ltd | JKM560M-72HL4-V (IEC 61215-2021) | 2024-04-04 | 2027-04-04 | Yes
Jinko Solar Co Ltd | JKM565M-72HL4-V (IEC 61215-2021) | 2024-04-04 | 2027-04-04 | Yes
Jinko Solar Co Ltd | JKM565N-72HL4-BDV | 2021-06-17 | 2025-03-31 | Yes
Jinko Solar Co Ltd | JKM565N-72HL4-BDV (IEC 61215-2021) | 2024-04-17 | 2027-04-17 | Yes
Jinko Solar Co Ltd | JKM565N-72HL4-V (IEC 61215-2021) | 2024-08-21 | 2027-08-21 | Yes
Jinko Solar Co Ltd | JKM570M-72HL4-V (IEC 61215-2021) | 2024-04-04 | 2027-04-04 | Yes
Jinko Solar Co Ltd | JKM570N-72HL4-BDV | 2021-06-17 | 2025-03-31 | Yes
Jinko Solar Co Ltd | JKM570N-72HL4-BDV (IEC 61215-2021) | 2024-04-17 | 2027-04-17 | Yes
Jinko Solar Co Ltd | JKM570N-72HL4-V | 2023-06-26 | 2025-03-31 | Yes
Jinko Solar Co Ltd | JKM570N-72HL4-V (IEC 61215-2021) | 2024-04-04 | 2027-04-04 | Yes
Jinko Solar Co Ltd | JKM575N-72HL4-BDV | 2021-06-17 | 2025-03-31 | Yes
Jinko Solar Co Ltd | JKM575N-72HL4-BDV (IEC 61215-2021) | 2024-04-17 | 2027-04-17 | Yes
Jinko Solar Co Ltd | JKM575N-72HL4-BDX (IEC 61215-2021) | 2024-06-28 | 2027-06-28 | Yes
Jinko Solar Co Ltd | JKM575N-72HL4-V | 2023-06-26 | 2025-03-31 | Yes
Jinko Solar Co Ltd | JKM575N-72HL4-V (IEC 61215-2021) | 2024-04-04 | 2027-04-04 | Yes
Jinko Solar Co Ltd | JKM580N-72HL4-BDV | 2021-06-17 | 2025-03-31 | Yes
Jinko Solar Co Ltd | JKM580N-72HL4-BDV (IEC 61215-2021) | 2024-04-17 | 2027-04-17 | Yes
Jinko Solar Co Ltd | JKM580N-72HL4-BDX (IEC 61215-2021) | 2024-06-28 | 2027-06-28 | Yes
Jinko Solar Co Ltd | JKM580N-72HL4-V | 2023-06-26 | 2025-03-31 | Yes
Jinko Solar Co Ltd | JKM580N-72HL4-V (IEC 61215-2021) | 2024-04-04 | 2027-04-04 | Yes
Jinko Solar Co Ltd | JKM585N-72HL4-BDV | 2021-06-17 | 2025-03-31 | Yes
Jinko Solar Co Ltd | JKM585N-72HL4-BDV (IEC 61215-2021) | 2024-04-17 | 2027-04-17 | Yes
Jinko Solar Co Ltd | JKM585N-72HL4-BDX (IEC 61215-2021) | 2024-06-28 | 2027-06-28 | Yes
Jinko Solar Co Ltd | JKM585N-72HL4-V | 2023-06-26 | 2025-03-31 | Yes
Jinko Solar Co Ltd | JKM585N-72HL4-V (IEC 61215-2021) | 2024-04-04 | 2027-04-04 | Yes
Jinko Solar Co Ltd | JKM590N-72HL4-BDV | 2021-06-17 | 2025-03-31 | Yes
Jinko Solar Co Ltd | JKM590N-72HL4-BDV (IEC 61215-2021) | 2024-04-17 | 2027-04-17 | Yes
Jinko Solar Co Ltd | JKM590N-72HL4-BDX (IEC 61215-2021) | 2024-06-28 | 2027-06-28 | Yes
Jinko Solar Co Ltd | JKM590N-72HL4-V | 2023-06-26 | 2025-03-31 | Yes
Jinko Solar Co Ltd | JKM590N-72HL4-V (IEC 61215-2021) | 2024-04-04 | 2027-04-04 | Yes
Jinko Solar Co Ltd | JKM595N-72HL4-BDV (IEC 61215-2021) | 2024-12-12 | 2027-12-12 | Yes
Jinko Solar Co Ltd | JKM595N-72HL4-V | 2023-06-26 | 2025-03-31 | Yes
Jinko Solar Co Ltd | JKM595N-72HL4-V (IEC 61215-2021) | 2024-04-04 | 2027-04-04 | Yes
Jinko Solar Co Ltd | JKM600N-66HL4M-V (IEC 61215-2021) | 2024-04-04 | 2027-04-04 | Yes
Jinko Solar Co Ltd | JKM600N-72HL4-BDV (IEC 61215-2021) | 2024-12-12 | 2027-12-12 | Yes
Jinko Solar Co Ltd | JKM600N-72HL4-V (IEC 61215-2021) | 2024-08-21 | 2027-08-21 | Yes
Jinko Solar Co Ltd | JKM605N-66HL4M-BDV | 2021-06-17 | 2025-03-31 | Yes
Jinko Solar Co Ltd | JKM605N-66HL4M-BDV (IEC 61215-2021) | 2024-04-17 | 2027-04-17 | Yes
Jinko Solar Co Ltd | JKM605N-66HL4M-BDX (IEC 61215-2021) | 2024-12-12 | 2027-12-12 | Yes
Jinko Solar Co Ltd | JKM605N-66HL4M-V (IEC 61215-2021) | 2024-04-04 | 2027-04-04 | Yes
Jinko Solar Co Ltd | JKM605N-72HL4-BDV (IEC 61215-2021) | 2024-12-12 | 2027-12-12 | Yes
Jinko Solar Co Ltd | JKM605N-72HL4-V (IEC 61215-2021) | 2024-10-21 | 2027-10-21 | Yes
Jinko Solar Co Ltd | JKM610N-66HL4M-BDV | 2021-06-17 | 2025-03-31 | Yes
Jinko Solar Co Ltd | JKM610N-66HL4M-BDV (IEC 61215-2021) | 2024-04-17 | 2027-04-17 | Yes
Jinko Solar Co Ltd | JKM610N-66HL4M-BDX (IEC 61215-2021) | 2024-12-12 | 2027-12-12 | Yes
Jinko Solar Co Ltd | JKM610N-66HL4M-V (IEC 61215-2021) | 2024-04-04 | 2027-04-04 | Yes
Jinko Solar Co Ltd | JKM610N-72HL4-BDV (IEC 61215-2021) | 2024-12-12 | 2027-12-12 | Yes
Jinko Solar Co Ltd | JKM610N-72HL4-V (IEC 61215-2021) | 2024-10-21 | 2027-10-21 | Yes
Jinko Solar Co Ltd | JKM615N-66HL4M-BDV (IEC 61215-2021) | 2024-04-17 | 2027-04-17 | Yes
Jinko Solar Co Ltd | JKM615N-66HL4M-BDX (IEC 61215-2021) | 2024-12-12 | 2027-12-12 | Yes
Jinko Solar Co Ltd | JKM615N-66HL4M-V (IEC 61215-2021) | 2024-04-04 | 2027-04-04 | Yes
Jinko Solar Co Ltd | JKM615N-72HL4-V (IEC 61215-2021) | 2024-10-21 | 2027-10-21 | Yes
Jinko Solar Co Ltd | JKM615N-78HL4-BDV | 2021-06-17 | 2025-03-31 | Yes
Jinko Solar Co Ltd | JKM615N-78HL4-BDV (IEC 61215-2021) | 2024-04-17 | 2027-04-17 | Yes
Jinko Solar Co Ltd | JKM620N-66HL4M-BDV (IEC 61215-2021) | 2024-04-17 | 2027-04-17 | Yes
Jinko Solar Co Ltd | JKM620N-66HL4M-BDX (IEC 61215-2021) | 2024-12-12 | 2027-12-12 | Yes
Jinko Solar Co Ltd | JKM620N-66HL4M-V (IEC 61215-2021) | 2024-04-04 | 2027-04-04 | Yes
Jinko Solar Co Ltd | JKM620N-78HL4-BDV | 2021-06-17 | 2025-03-31 | Yes
Jinko Solar Co Ltd | JKM620N-78HL4-BDV (IEC 61215-2021) | 2024-04-17 | 2027-04-17 | Yes
Jinko Solar Co Ltd | JKM625N-66HL4M-BDV (IEC 61215-2021) | 2024-12-12 | 2027-12-12 | Yes
Jinko Solar Co Ltd | JKM625N-66HL4M-BDX (IEC 61215-2021) | 2024-12-12 | 2027-12-12 | Yes
Jinko Solar Co Ltd | JKM625N-66HL4M-V (IEC 61215-2021) | 2024-10-21 | 2027-10-21 | Yes
Jinko Solar Co Ltd | JKM625N-78HL4-BDV | 2021-06-17 | 2025-03-31 | Yes
Jinko Solar Co Ltd | JKM625N-78HL4-BDV (IEC 61215-2021) | 2024-04-17 | 2027-04-17 | Yes
Jinko Solar Co Ltd | JKM630N-66HL4M-BDV (IEC 61215-2021) | 2024-12-12 | 2027-12-12 | Yes
Jinko Solar Co Ltd | JKM630N-66HL4M-BDX (IEC 61215-2021) | 2024-12-12 | 2027-12-12 | Yes
Jinko Solar Co Ltd | JKM630N-66HL4M-V (IEC 61215-2021) | 2024-10-21 | 2027-10-21 | Yes
Jinko Solar Co Ltd | JKM630N-66QL6-BDV (IEC 61215-2021) | 2025-10-27 | 2028-10-27 | Yes
Jinko Solar Co Ltd | JKM630N-78HL4-BDV | 2021-06-17 | 2025-03-31 | Yes
Jinko Solar Co Ltd | JKM630N-78HL4-BDV (IEC 61215-2021) | 2024-04-17 | 2027-04-17 | Yes
Jinko Solar Co Ltd | JKM635N-66HL4M-BDV (IEC 61215-2021) | 2025-06-18 | 2028-06-18 | Yes
Jinko Solar Co Ltd | JKM635N-66HL4M-BDX (IEC 61215-2021) | 2024-12-12 | 2027-12-12 | Yes
Jinko Solar Co Ltd | JKM635N-66QL6-BDV (IEC 61215-2021) | 2025-10-27 | 2028-10-27 | Yes
Jinko Solar Co Ltd | JKM635N-78HL4-BDV | 2021-06-17 | 2025-03-31 | Yes
Jinko Solar Co Ltd | JKM635N-78HL4-BDV (IEC 61215-2021) | 2024-04-17 | 2027-04-17 | Yes
Jinko Solar Co Ltd | JKM640N-66HL4M-BDV (IEC 61215-2021) | 2025-06-18 | 2028-06-18 | Yes
Jinko Solar Co Ltd | JKM640N-66HL4M-BDX (IEC 61215-2021) | 2025-06-18 | 2028-06-18 | Yes
Jinko Solar Co Ltd | JKM640N-66QL6-BDV (IEC 61215-2021) | 2025-10-27 | 2028-10-27 | Yes
Jinko Solar Co Ltd | JKM640N-78HL4-BDV | 2021-06-17 | 2025-03-31 | Yes
Jinko Solar Co Ltd | JKM640N-78HL4-BDV (IEC 61215-2021) | 2024-04-17 | 2027-04-17 | Yes
Jinko Solar Co Ltd | JKM645N-66HL4M-BDV (IEC 61215-2021) | 2025-06-18 | 2028-06-18 | Yes
Jinko Solar Co Ltd | JKM645N-66HL4M-BDX (IEC 61215-2021) | 2025-06-18 | 2028-06-18 | Yes
Jinko Solar Co Ltd | JKM645N-66QL6-BDV (IEC 61215-2021) | 2025-10-27 | 2028-10-27 | Yes
Jinko Solar Co Ltd | JKM645N-78HL4-BDV (IEC 61215-2021) | 2024-12-12 | 2027-12-12 | Yes
Jinko Solar Co Ltd | JKM650N-66HL4M-BDV (IEC 61215-2021) | 2025-06-18 | 2028-06-18 | Yes
Jinko Solar Co Ltd | JKM650N-66HL4M-BDX (IEC 61215-2021) | 2025-06-18 | 2028-06-18 | Yes
Jinko Solar Co Ltd | JKM650N-66QL6-BDV (IEC 61215-2021) | 2025-10-27 | 2028-10-27 | Yes
Jinko Solar Co Ltd | JKM655N-66HL4M-BDV (IEC 61215-2021) | 2025-10-27 | 2028-10-27 | Yes
Jinko Solar Co Ltd | JKM655N-66HL4M-BDX (IEC 61215-2021) | 2025-10-27 | 2028-10-27 | Yes
Jinko Solar Co Ltd | JKM655N-66QL6-BDV (IEC 61215-2021) | 2025-10-27 | 2028-10-27 | Yes
Jinko Solar Co Ltd | JKM660N-66QL6-BDV (IEC 61215-2021) | 2025-10-27 | 2028-10-27 | Yes
Jinko Solar Co Ltd | JKM665N-66QL6-BDV (IEC 61215-2021) | 2025-10-27 | 2028-10-27 | Yes
Jinko Solar Co Ltd | JKM670N-66QL6-BDV (IEC 61215-2021) | 2025-10-27 | 2028-10-27 | Yes
Jinko Solar Co Ltd | JKM700N-66HL5-BDV (IEC 61215-2021) | 2024-08-21 | 2027-08-21 | Yes
Jinko Solar Co Ltd | JKM705N-66HL5-BDV (IEC 61215-2021) | 2024-08-21 | 2027-08-21 | Yes
Jinko Solar Co Ltd | JKM710N-66HL5-BDV (IEC 61215-2021) | 2024-08-21 | 2027-08-21 | Yes
Jinko Solar Co Ltd | JKM715N-66HL5-BDV (IEC 61215-2021) | 2024-08-21 | 2027-08-21 | Yes
Jinko Solar Co Ltd | JKM720N-66HL5-BDV (IEC 61215-2021) | 2024-12-12 | 2027-12-12 | Yes
Jinko Solar Co Ltd | JKM725N-66HL5-BDV (IEC 61215-2021) | 2025-06-18 | 2028-06-18 | Yes
Jinko Solar Co Ltd | JKM730N-66HL5-BDV (IEC 61215-2021) | 2025-06-18 | 2028-06-18 | Yes
Jinko Solar Co Ltd | JKM735N-66HL5-BDV (IEC 61215-2021) | 2025-12-19 | 2028-12-19 | Yes
Jinko Solar Co Ltd | JKM740N-66HL5-BDV (IEC 61215-2021) | 2025-12-19 | 2028-12-19 | Yes
Jinko Solar Co Ltd | JKM745N-66HL5-BDV (IEC 61215-2021) | 2025-12-19 | 2028-12-19 | Yes
JINNENG CLEAN ENERGY TECHNOLOGY LTD | JNBN108-435 (IEC 61215-2021) | 2024-11-14 | 2027-11-14 | Yes
JINNENG CLEAN ENERGY TECHNOLOGY LTD | JNBN108-440 (IEC 61215-2021) | 2024-11-14 | 2027-11-14 | Yes
JINNENG CLEAN ENERGY TECHNOLOGY LTD | JNBN108-445 (IEC 61215-2021) | 2024-11-14 | 2027-11-14 | Yes
JINNENG CLEAN ENERGY TECHNOLOGY LTD | JNBN132-615 (IEC 61215-2021) | 2024-11-14 | 2027-11-14 | Yes
JINNENG CLEAN ENERGY TECHNOLOGY LTD | JNBN132-620 (IEC 61215-2021) | 2024-11-14 | 2027-11-14 | Yes
JINNENG CLEAN ENERGY TECHNOLOGY LTD | JNBN132-625 (IEC 61215-2021) | 2024-11-14 | 2027-11-14 | Yes
JINNENG CLEAN ENERGY TECHNOLOGY LTD | JNBN132-695 (IEC 61215-2021) | 2024-11-14 | 2027-11-14 | Yes
JINNENG CLEAN ENERGY TECHNOLOGY LTD | JNBN132-700 (IEC 61215-2021) | 2024-11-14 | 2027-11-14 | Yes
JINNENG CLEAN ENERGY TECHNOLOGY LTD | JNBN132-705 (IEC 61215-2021) | 2024-11-14 | 2027-11-14 | Yes
JINNENG CLEAN ENERGY TECHNOLOGY LTD | JNBN132-710 (IEC 61215-2021) | 2024-11-14 | 2027-11-14 | Yes
JINNENG CLEAN ENERGY TECHNOLOGY LTD | JNBN144-585 (IEC 61215-2021) | 2024-11-14 | 2027-11-14 | Yes
JINNENG CLEAN ENERGY TECHNOLOGY LTD | JNBN144-590 (IEC 61215-2021) | 2024-11-14 | 2027-11-14 | Yes
JINNENG CLEAN ENERGY TECHNOLOGY LTD | JNBN144-595 (IEC 61215-2021) | 2024-11-14 | 2027-11-14 | Yes
JINNENG CLEAN ENERGY TECHNOLOGY LTD | JNBN96-445 (IEC 61215-2021) | 2024-11-14 | 2027-11-14 | Yes
JINNENG CLEAN ENERGY TECHNOLOGY LTD | JNBN96-450 (IEC 61215-2021) | 2024-11-14 | 2027-11-14 | Yes
JINNENG CLEAN ENERGY TECHNOLOGY LTD | JNBN96-455 (IEC 61215-2021) | 2024-11-14 | 2027-11-14 | Yes
Jinneng Clean Energy Technology Ltd | JNMN108-435 (IEC 61215-2021) | 2024-11-18 | 2027-11-18 | Yes
Jinneng Clean Energy Technology Ltd | JNMN108-440 (IEC 61215-2021) | 2024-11-18 | 2027-11-18 | Yes
Jinneng Clean Energy Technology Ltd | JNMN144-585 (IEC 61215-2021) | 2024-11-18 | 2027-11-18 | Yes
Jinneng Clean Energy Technology Ltd | JNMN144-590 (IEC 61215-2021) | 2024-11-18 | 2027-11-18 | Yes
JINZHOU YANGGUANG ENERGY CO LTD | JMPV-TV6/66-700(R) (IEC 61215-2021) | 2025-05-09 | 2028-05-09 | Yes
JINZHOU YANGGUANG ENERGY CO LTD | JMPV-TV6/66-705(R) (IEC 61215-2021) | 2025-05-09 | 2028-05-09 | Yes
JINZHOU YANGGUANG ENERGY CO LTD | JMPV-TV6/66-710(R) (IEC 61215-2021) | 2025-05-09 | 2028-05-09 | Yes
JINZHOU YANGGUANG ENERGY CO LTD | JMPV-TV6/66-715(R) (IEC 61215-2021) | 2025-03-18 | 2028-03-18 | Yes
JINZHOU YANGGUANG ENERGY CO LTD | JMPV-TV6/66-720(R) (IEC 61215-2021) | 2025-03-18 | 2028-03-18 | Yes
JINZHOU YANGGUANG ENERGY CO LTD | JMPV-TV6/66-725(R) (IEC 61215-2021) | 2025-03-18 | 2028-03-18 | Yes
JINZHOU YANGGUANG ENERGY CO LTD | JMPV-TV6/66-730(R) (IEC 61215-2021) | 2025-03-18 | 2028-03-18 | Yes
JINZHOU YANGGUANG ENERGY CO LTD | JMPV-TV7/66-705(R) (IEC 61215-2021) | 2025-05-09 | 2028-05-09 | Yes
JINZHOU YANGGUANG ENERGY CO LTD | JMPV-TV7/66-710(R) (IEC 61215-2021) | 2025-05-09 | 2028-05-09 | Yes
JINZHOU YANGGUANG ENERGY CO LTD | JMPV-TV7/66-715(R) (IEC 61215-2021) | 2025-05-09 | 2028-05-09 | Yes
JINZHOU YANGGUANG ENERGY CO LTD | JMPV-TV7/66-720(R) (IEC 61215-2021) | 2025-05-09 | 2028-05-09 | Yes
JINZHOU YANGGUANG ENERGY CO LTD | JMPV-TV7/66-725(R) (IEC 61215-2021) | 2025-05-09 | 2028-05-09 | Yes
JINZHOU YANGGUANG ENERGY CO LTD | JMPV-TV7/66-730(R) (IEC 61215-2021) | 2025-05-09 | 2028-05-09 | Yes
JINZHOU YANGGUANG ENERGY CO LTD | JMPV-TV7/66-735(R) (IEC 61215-2021) | 2025-05-09 | 2028-05-09 | Yes
JINZHOU YANGGUANG ENERGY CO LTD | JMPV-TV7/66-740(R) (IEC 61215-2021) | 2025-05-09 | 2028-05-09 | Yes
JINZHOU YANGGUANG ENERGY CO LTD | JMPV-XV6/54-440(R) (IEC 61215-2021) | 2025-03-18 | 2028-03-18 | Yes
JINZHOU YANGGUANG ENERGY CO LTD | JMPV-XV6/54-445(R) (IEC 61215-2021) | 2025-03-18 | 2028-03-18 | Yes
JINZHOU YANGGUANG ENERGY CO LTD | JMPV-XV6/54-450(R) (IEC 61215-2021) | 2025-05-09 | 2028-05-09 | Yes
JINZHOU YANGGUANG ENERGY CO LTD | JMPV-XV6/54-455(R) (IEC 61215-2021) | 2025-05-09 | 2028-05-09 | Yes
JINZHOU YANGGUANG ENERGY CO LTD | JMPV-XV6/72-580(R) (IEC 61215-2021) | 2025-06-05 | 2028-06-05 | Yes
JINZHOU YANGGUANG ENERGY CO LTD | JMPV-XV6/72-585(R) (IEC 61215-2021) | 2025-06-05 | 2028-06-05 | Yes
JINZHOU YANGGUANG ENERGY CO LTD | JMPV-XV6/72-590(R) (IEC 61215-2021) | 2025-03-18 | 2028-03-18 | Yes
JINZHOU YANGGUANG ENERGY CO LTD | JMPV-XV6/72-595(R) (IEC 61215-2021) | 2025-03-18 | 2028-03-18 | Yes
JINZHOU YANGGUANG ENERGY CO LTD | JMPV-XV6/72-600(R) (IEC 61215-2021) | 2025-05-09 | 2028-05-09 | Yes
JINZHOU YANGGUANG ENERGY CO LTD | JMPV-XV6/72-605(R) (IEC 61215-2021) | 2025-05-09 | 2028-05-09 | Yes
JINZHOU YANGGUANG ENERGY CO LTD | JMPV-XV6/78-630(R) (IEC 61215-2021) | 2025-03-18 | 2028-03-18 | Yes
JINZHOU YANGGUANG ENERGY CO LTD | JMPV-XV6/78-635(R) (IEC 61215-2021) | 2025-03-18 | 2028-03-18 | Yes
JINZHOU YANGGUANG ENERGY CO LTD | JMPV-XV6/78-640(R) (IEC 61215-2021) | 2025-03-18 | 2028-03-18 | Yes
JINZHOU YANGGUANG ENERGY CO LTD | JMPV-XV6/78-645(R) (IEC 61215-2021) | 2025-03-18 | 2028-03-18 | Yes
JINZHOU YANGGUANG ENERGY CO LTD | JMPV-XV6/78-650(R) (IEC 61215-2021) | 2025-05-09 | 2028-05-09 | Yes
JINZHOU YANGGUANG ENERGY CO LTD | JMPV-XV6/78-655(R) (IEC 61215-2021) | 2025-05-09 | 2028-05-09 | Yes
JINZHOU YANGGUANG ENERGY CO LTD | JMPV-XVT6/48-435(R) (IEC 61215-2021) | 2025-06-05 | 2028-06-05 | Yes
JINZHOU YANGGUANG ENERGY CO LTD | JMPV-XVT6/48-440(R) (IEC 61215-2021) | 2025-03-18 | 2028-03-18 | Yes
JINZHOU YANGGUANG ENERGY CO LTD | JMPV-XVT6/48-445(R) (IEC 61215-2021) | 2025-03-18 | 2028-03-18 | Yes
JINZHOU YANGGUANG ENERGY CO LTD | JMPV-XVT6/48-450(R) (IEC 61215-2021) | 2025-03-18 | 2028-03-18 | Yes
JINZHOU YANGGUANG ENERGY CO LTD | JMPV-XVT6/48-455(R) (IEC 61215-2021) | 2025-03-18 | 2028-03-18 | Yes
JINZHOU YANGGUANG ENERGY CO LTD | JMPV-XVT6/48-460(R) (IEC 61215-2021) | 2025-03-18 | 2028-03-18 | Yes
JINZHOU YANGGUANG ENERGY CO LTD | JMPV-XVT6/48-465(R) (IEC 61215-2021) | 2025-05-09 | 2028-05-09 | Yes
JINZHOU YANGGUANG ENERGY CO LTD | JMPV-XVT6/54-480(R) (IEC 61215-2021) | 2025-06-05 | 2028-06-05 | Yes
JINZHOU YANGGUANG ENERGY CO LTD | JMPV-XVT6/54-485(R) (IEC 61215-2021) | 2025-06-05 | 2028-06-05 | Yes
JINZHOU YANGGUANG ENERGY CO LTD | JMPV-XVT6/54-490(R) (IEC 61215-2021) | 2025-06-05 | 2028-06-05 | Yes
JINZHOU YANGGUANG ENERGY CO LTD | JMPV-XVT6/54-495(R) (IEC 61215-2021) | 2025-06-05 | 2028-06-05 | Yes
JINZHOU YANGGUANG ENERGY CO LTD | JMPV-XVT6/54-500(R) (IEC 61215-2021) | 2025-06-05 | 2028-06-05 | Yes
JINZHOU YANGGUANG ENERGY CO LTD | JMPV-XVT6/54-505(R) (IEC 61215-2021) | 2025-06-05 | 2028-06-05 | Yes
JINZHOU YANGGUANG ENERGY CO LTD | JMPV-XVT6/54-510(R) (IEC 61215-2021) | 2025-06-05 | 2028-06-05 | Yes
JINZHOU YANGGUANG ENERGY CO LTD | JMPV-XVT6/54-515(R) (IEC 61215-2021) | 2025-06-05 | 2028-06-05 | Yes
JINZHOU YANGGUANG ENERGY CO LTD | JMPV-XVT6/54-520(R) (IEC 61215-2021) | 2025-06-05 | 2028-06-05 | Yes
JINZHOU YANGGUANG ENERGY CO LTD | JMPV-XVT6/54-525(R) (IEC 61215-2021) | 2025-06-05 | 2028-06-05 | Yes
JINZHOU YANGGUANG ENERGY CO LTD | JMPV-XVT6/66-600(R) (IEC 61215-2021) | 2025-06-05 | 2028-06-05 | Yes
JINZHOU YANGGUANG ENERGY CO LTD | JMPV-XVT6/66-605(R) (IEC 61215-2021) | 2025-06-05 | 2028-06-05 | Yes
JINZHOU YANGGUANG ENERGY CO LTD | JMPV-XVT6/66-610(R) (IEC 61215-2021) | 2025-06-05 | 2028-06-05 | Yes
JINZHOU YANGGUANG ENERGY CO LTD | JMPV-XVT6/66-615(R) (IEC 61215-2021) | 2025-06-05 | 2028-06-05 | Yes
JINZHOU YANGGUANG ENERGY CO LTD | JMPV-XVT6/66-620(R) (IEC 61215-2021) | 2025-03-18 | 2028-03-18 | Yes
JINZHOU YANGGUANG ENERGY CO LTD | JMPV-XVT6/66-625(R) (IEC 61215-2021) | 2025-03-18 | 2028-03-18 | Yes
JINZHOU YANGGUANG ENERGY CO LTD | JMPV-XVT6/66-630(R) (IEC 61215-2021) | 2025-03-18 | 2028-03-18 | Yes
JINZHOU YANGGUANG ENERGY CO LTD | JMPV-XVT6/66-635(R) (IEC 61215-2021) | 2025-05-09 | 2028-05-09 | Yes
JINZHOU YANGGUANG ENERGY CO LTD | JMPV-XVT6/66-640(R) (IEC 61215-2021) | 2025-05-09 | 2028-05-09 | Yes
Jolywood (Taizhou) Solar Technology Co Ltd | JW-HD108N-415 (IEC 61215-2021) | 2024-09-02 | 2027-09-02 | Yes
Jolywood (Taizhou) Solar Technology Co Ltd | JW-HD108N-R0-440 (IEC 61215-2021) | 2024-09-02 | 2027-09-02 | Yes
Jolywood (Taizhou) Solar Technology Co Ltd | JW-HD108N-R0-450 (IEC 61215-2021) | 2024-09-02 | 2027-09-02 | Yes
Jolywood (Taizhou) Solar Technology Co Ltd | JW-HD108N-R1-470 (IEC 61215-2021) | 2024-09-02 | 2027-09-02 | Yes
Jolywood (Taizhou) Solar Technology Co Ltd | JW-HD108N-R2-500 (IEC 61215-2021) | 2025-12-03 | 2028-12-03 | Yes
Jolywood (Taizhou) Solar Technology Co Ltd | JW-HD108N-R2-505 (IEC 61215-2021) | 2025-12-03 | 2028-12-03 | Yes
Jolywood (Taizhou) Solar Technology Co Ltd | JW-HD108N-R2-510 (IEC 61215-2021) | 2025-12-03 | 2028-12-03 | Yes
Jolywood (Taizhou) Solar Technology Co Ltd | JW-HD108N-R2-515 (IEC 61215-2021) | 2025-12-03 | 2028-12-03 | Yes
Jolywood (Taizhou) Solar Technology Co Ltd | JW-HD108N-R3-440 (IEC 61215-2021) | 2024-09-02 | 2027-09-02 | Yes
Jolywood (Taizhou) Solar Technology Co Ltd | JW-HD108N-R3-450 (IEC 61215-2021) | 2024-09-02 | 2027-09-02 | Yes
Jolywood (Taizhou) Solar Technology Co Ltd | JW-HD120N-R3-500 (IEC 61215-2021) | 2024-09-02 | 2027-09-02 | Yes
Jolywood (Taizhou) Solar Technology Co Ltd | JW-HD120N-R3-505 (IEC 61215-2021) | 2024-09-02 | 2027-09-02 | Yes
Jolywood (Taizhou) Solar Technology Co Ltd | JW-HD120N-R3-510 (IEC 61215-2021) | 2024-09-02 | 2027-09-02 | Yes
Jolywood (Taizhou) Solar Technology Co Ltd | JW-HD132N-710 (IEC 61215-2021) | 2024-09-02 | 2027-09-02 | Yes
Jolywood (Taizhou) Solar Technology Co Ltd | JW-HD132N-720 (IEC 61215-2021) | 2025-12-03 | 2028-12-03 | Yes
Jolywood (Taizhou) Solar Technology Co Ltd | JW-HD132N-725 (IEC 61215-2021) | 2025-12-03 | 2028-12-03 | Yes
Jolywood (Taizhou) Solar Technology Co Ltd | JW-HD132N-730 (IEC 61215-2021) | 2025-12-03 | 2028-12-03 | Yes
Jolywood (Taizhou) Solar Technology Co Ltd | JW-HD132N-R2-620 (IEC 61215-2021) | 2024-09-02 | 2027-09-02 | Yes
Jolywood (Taizhou) Solar Technology Co Ltd | JW-HD132N-R2-625 (IEC 61215-2021) | 2025-12-03 | 2028-12-03 | Yes
Jolywood (Taizhou) Solar Technology Co Ltd | JW-HD132N-R2-630 (IEC 61215-2021) | 2025-12-03 | 2028-12-03 | Yes
Jolywood (Taizhou) Solar Technology Co Ltd | JW-HD132N-R2-630S (IEC 61215-2021) | 2025-12-03 | 2028-12-03 | Yes
Jolywood (Taizhou) Solar Technology Co Ltd | JW-HD132N-R2-635 (IEC 61215-2021) | 2025-12-03 | 2028-12-03 | Yes
Jolywood (Taizhou) Solar Technology Co Ltd | JW-HD132N-R2-635S (IEC 61215-2021) | 2025-12-03 | 2028-12-03 | Yes
Jolywood (Taizhou) Solar Technology Co Ltd | JW-HD132N-R2-640 (IEC 61215-2021) | 2025-12-03 | 2028-12-03 | Yes
Jolywood (Taizhou) Solar Technology Co Ltd | JW-HD132N-R2-640S (IEC 61215-2021) | 2025-12-03 | 2028-12-03 | Yes
Jolywood (Taizhou) Solar Technology Co Ltd | JW-HD132N-R2-645 (IEC 61215-2021) | 2025-12-03 | 2028-12-03 | Yes
Jolywood (Taizhou) Solar Technology Co Ltd | JW-HD144N-R0-595 (IEC 61215-2021) | 2024-09-02 | 2027-09-02 | Yes
Jolywood (Taizhou) Solar Technology Co Ltd | JW-HD96J-R2-475 (IEC 61215-2021) | 2025-12-03 | 2028-12-03 | Yes
Jolywood (Taizhou) Solar Technology Co Ltd | JW-HD96J-R2-480 (IEC 61215-2021) | 2025-12-03 | 2028-12-03 | Yes
Jolywood (Taizhou) Solar Technology Co Ltd | JW-HD96N-R2-450 (IEC 61215-2021) | 2025-12-03 | 2028-12-03 | Yes
Jolywood (Taizhou) Solar Technology Co Ltd | JW-HD96N-R2-455 (IEC 61215-2021) | 2025-12-03 | 2028-12-03 | Yes
Jolywood (Taizhou) Solar Technology Co Ltd | JW-HD96N-R2-460 (IEC 61215-2021) | 2025-12-03 | 2028-12-03 | Yes
Jolywood (Taizhou) Solar Technology Co Ltd | JW-HT108N-415 | 2021-10-19 | 2025-03-31 | Yes
Jolywood (Taizhou) Solar Technology Co Ltd | JW-HT108N-440 | 2023-11-28 | 2025-03-31 | Yes
Jolywood (Taizhou) Solar Technology Co Ltd | JW-HT108N-R0-440 (IEC 61215-2021) | 2024-09-02 | 2027-09-02 | Yes
Jolywood (Taizhou) Solar Technology Co Ltd | JW-HT108N-R0-450 (IEC 61215-2021) | 2024-09-02 | 2027-09-02 | Yes
Jolywood (Taizhou) Solar Technology Co Ltd | JW-HT108N-R1-470 (IEC 61215-2021) | 2024-09-02 | 2027-09-02 | Yes
Jolywood (Taizhou) Solar Technology Co Ltd | JW-HT108N-R3-440 (IEC 61215-2021) | 2024-09-02 | 2027-09-02 | Yes
Jolywood (Taizhou) Solar Technology Co Ltd | JW-HT108N-R3-450 (IEC 61215-2021) | 2024-09-02 | 2027-09-02 | Yes
Jolywood (Taizhou) Solar Technology Co Ltd | JW-HT120N-R3-500 (IEC 61215-2021) | 2024-09-02 | 2027-09-02 | Yes
Jolywood (Taizhou) Solar Technology Co Ltd | JW-HT120N-R3-505 (IEC 61215-2021) | 2024-09-02 | 2027-09-02 | Yes
Jolywood (Taizhou) Solar Technology Co Ltd | JW-HT120N-R3-510 (IEC 61215-2021) | 2024-09-02 | 2027-09-02 | Yes
Leapton Solar Changshu Co Ltd | LP182x182-M-54-NB-440W (IEC 61215-2021) | 2024-10-09 | 2027-10-09 | Yes
Leapton Solar Changshu Co Ltd | LP182x182-M-54-NB-450W (IEC 61215-2021) | 2024-10-09 | 2027-10-09 | Yes
Leapton Solar Changshu Co Ltd | LP182x182-M-54-NH-440W (IEC 61215-2021) | 2024-10-09 | 2027-10-09 | Yes
Leapton Solar Changshu Co Ltd | LP182x182-M-54-NH-450W (IEC 61215-2021) | 2024-10-09 | 2027-10-09 | Yes
Leapton Solar Changshu Co Ltd | LP182x182-M-60-NB-475W (IEC 61215-2021) | 2024-10-09 | 2027-10-09 | Yes
Leapton Solar Changshu Co Ltd | LP182x182-M-60-NB-480W (IEC 61215-2021) | 2024-10-09 | 2027-10-09 | Yes
Leapton Solar Changshu Co Ltd | LP182x182-M-60-NB-500W (IEC 61215-2021) | 2024-10-09 | 2027-10-09 | Yes
Leapton Solar Changshu Co Ltd | LP182x182-M-60-NH-480W (IEC 61215-2021) | 2024-10-09 | 2027-10-09 | Yes
Leapton Solar Changshu Co Ltd | LP182x182-M-60-NH-500W (IEC 61215-2021) | 2024-10-09 | 2027-10-09 | Yes
Leapton Solar Changshu Co Ltd | LP182x182-M-72-NB-590W (IEC 61215-2021) | 2024-10-09 | 2027-10-09 | Yes
Leapton Solar Changshu Co Ltd | LP182x182-M-72-NB-600W (IEC 61215-2021) | 2024-10-09 | 2027-10-09 | Yes
Leapton Solar Changshu Co Ltd | LP182x210-M-48-NB-440W (IEC 61215-2021) | 2024-10-09 | 2027-10-09 | Yes
Leapton Solar Changshu Co Ltd | LP182x210-M-48-NB-450W (IEC 61215-2021) | 2024-10-09 | 2027-10-09 | Yes
Leapton Solar Changshu Co Ltd | LP182x210-M-48-NB-455W (IEC 61215-2021) | 2024-10-09 | 2027-10-09 | Yes
Leapton Solar Changshu Co Ltd | LP182x210-M-54-NB-475W (IEC 61215-2021) | 2024-10-09 | 2027-10-09 | Yes
Leapton Solar Changshu Co Ltd | LP182x210-M-54-NB-500W (IEC 61215-2021) | 2024-10-09 | 2027-10-09 | Yes
Leapton Solar Changshu Co Ltd | LP182x210-M-54-NB-510W (IEC 61215-2021) | 2024-10-09 | 2027-10-09 | Yes
Leapton Solar Changshu Co Ltd | LP182x210-M-66-NB-610W (IEC 61215-2021) | 2024-10-09 | 2027-10-09 | Yes
Leapton Solar Changshu Co Ltd | LP182x210-M-66-NB-620W (IEC 61215-2021) | 2024-10-09 | 2027-10-09 | Yes
Leapton Solar Changshu Co Ltd | LP182x210-M-66-NB-630W (IEC 61215-2021) | 2024-10-09 | 2027-10-09 | Yes
Lianyungang Shenzhou New Energy Co Ltd | HT32-18X(ND)-265 (IEC 61215-2021) | 2025-10-22 | 2028-10-22 | Yes
Lianyungang Shenzhou New Energy Co Ltd | HT32-18X(ND)-F-265 (IEC 61215-2021) | 2025-10-22 | 2028-10-22 | Yes
Lianyungang Shenzhou New Energy Co Ltd | HT40-18X(ND)-330 (IEC 61215-2021) | 2025-10-22 | 2028-10-22 | Yes
Lianyungang Shenzhou New Energy Co Ltd | HT48-18X(ND)-395 (IEC 61215-2021) | 2025-10-22 | 2028-10-22 | Yes
Lianyungang Shenzhou New Energy Co Ltd | HT48-210R(N)-440 (IEC 61215-2021) | 2025-10-22 | 2028-10-22 | Yes
Lianyungang Shenzhou New Energy Co Ltd | HT48-210R(N)-450 (IEC 61215-2021) | 2025-10-22 | 2028-10-22 | Yes
Lianyungang Shenzhou New Energy Co Ltd | HT48-210R(N)-460 (IEC 61215-2021) | 2025-10-22 | 2028-10-22 | Yes
Lianyungang Shenzhou New Energy Co Ltd | HT48-210R(N)-475 (IEC 61215-2021) | 2025-10-22 | 2028-10-22 | Yes
Lianyungang Shenzhou New Energy Co Ltd | HT48-210R(ND)-F-440 (IEC 61215-2021) | 2025-10-22 | 2028-10-22 | Yes
Lianyungang Shenzhou New Energy Co Ltd | HT48-210R(ND)-F-450 (IEC 61215-2021) | 2025-10-22 | 2028-10-22 | Yes
Lianyungang Shenzhou New Energy Co Ltd | HT48-210R(ND)-F-455 (IEC 61215-2021) | 2025-10-22 | 2028-10-22 | Yes
Lianyungang Shenzhou New Energy Co Ltd | HT48-210R(ND)-F-460 (IEC 61215-2021) | 2025-10-22 | 2028-10-22 | Yes
Lianyungang Shenzhou New Energy Co Ltd | HT48-210R(ND)-F-465 (IEC 61215-2021) | 2025-10-22 | 2028-10-22 | Yes
Lianyungang Shenzhou New Energy Co Ltd | HT48-210R(ND)-F-470 (IEC 61215-2021) | 2025-10-22 | 2028-10-22 | Yes
Lianyungang Shenzhou New Energy Co Ltd | HT48-210R(ND)-F-475 (IEC 61215-2021) | 2025-10-22 | 2028-10-22 | Yes
Lianyungang Shenzhou New Energy Co Ltd | HT60-210R(ND)-F-565 (IEC 61215-2021) | 2025-10-22 | 2028-10-22 | Yes
Lianyungang Shenzhou New Energy Co Ltd | HT66-210(ND)-F-715 (IEC 61215-2021) | 2025-10-22 | 2028-10-22 | Yes
Lianyungang Shenzhou New Energy Co Ltd | HT66-210(ND)-F-720 (IEC 61215-2021) | 2025-10-22 | 2028-10-22 | Yes
Lianyungang Shenzhou New Energy Co Ltd | HT66-210R(ND)-F-625 (IEC 61215-2021) | 2025-10-22 | 2028-10-22 | Yes
Lianyungang Shenzhou New Energy Co Ltd | HT72-18X(ND)-F-600 (IEC 61215-2021) | 2025-10-22 | 2028-10-22 | Yes
LONGi Green Energy Technology Co Ltd | LR5-54HIH-400M | 2021-04-14 | 2025-03-31 | Yes
LONGi Green Energy Technology Co Ltd | LR5-54HIH-405M | 2021-04-14 | 2025-03-31 | Yes
LONGi Green Energy Technology Co Ltd | LR5-54HIH-410M | 2021-04-14 | 2025-03-31 | Yes
LONGi Green Energy Technology Co Ltd | LR5-54HIH-415M | 2021-04-14 | 2025-03-31 | Yes
LONGi Green Energy Technology Co Ltd | LR5-54HIH-420M | 2021-04-14 | 2025-03-31 | Yes
LONGi Green Energy Technology Co Ltd | LR5-54HIH-425M | 2021-04-14 | 2025-03-31 | Yes
LONGi Green Energy Technology Co Ltd | LR5-54HPH-400M | 2022-04-21 | 2025-03-31 | Yes
LONGi Green Energy Technology Co Ltd | LR5-54HPH-405M | 2022-04-21 | 2025-03-31 | Yes
LONGi Green Energy Technology Co Ltd | LR5-54HPH-410M | 2021-04-14 | 2025-03-31 | Yes
LONGi Green Energy Technology Co Ltd | LR5-54HPH-415M | 2021-04-14 | 2025-03-31 | Yes
LONGi Green Energy Technology Co Ltd | LR5-54HPH-420M | 2023-10-06 | 2025-03-31 | Yes
LONGi Green Energy Technology Co Ltd | LR5-54HPH-425M | 2023-10-06 | 2025-03-31 | Yes
LONGi Green Energy Technology Co Ltd | LR5-54HTB-420M | 2021-04-14 | 2025-03-31 | Yes
LONGi Green Energy Technology Co Ltd | LR5-54HTB-425M | 2021-04-14 | 2025-03-31 | Yes
LONGi Green Energy Technology Co Ltd | LR5-54HTB-430M | 2021-04-14 | 2025-03-31 | Yes
LONGi Green Energy Technology Co Ltd | LR5-54HTB-430M (IEC 61215-2021) | 2024-08-20 | 2027-08-20 | Yes
LONGi Green Energy Technology Co Ltd | LR5-54HTB-435M | 2021-04-14 | 2025-03-31 | Yes
LONGi Green Energy Technology Co Ltd | LR5-54HTB-435M (IEC 61215-2021) | 2024-08-20 | 2027-08-20 | Yes
LONGi Green Energy Technology Co Ltd | LR5-54HTB-440M | 2021-04-14 | 2025-03-31 | Yes
LONGi Green Energy Technology Co Ltd | LR5-54HTB-440M (IEC 61215-2021) | 2024-08-20 | 2027-08-20 | Yes
LONGi Green Energy Technology Co Ltd | LR5-54HTB-445M (IEC 61215-2021) | 2024-08-20 | 2027-08-20 | Yes
LONGi Green Energy Technology Co Ltd | LR5-54HTH-425M | 2021-04-14 | 2025-03-31 | Yes
LONGi Green Energy Technology Co Ltd | LR5-54HTH-430M | 2021-04-14 | 2025-03-31 | Yes
LONGi Green Energy Technology Co Ltd | LR5-54HTH-435M | 2021-04-14 | 2025-03-31 | Yes
LONGi Green Energy Technology Co Ltd | LR5-54HTH-440M | 2021-04-14 | 2025-03-31 | Yes
LONGi Green Energy Technology Co Ltd | LR5-54HTH-440M (IEC 61215-2021) | 2024-08-20 | 2027-08-20 | Yes
LONGi Green Energy Technology Co Ltd | LR5-54HTH-445M | 2021-04-14 | 2025-03-31 | Yes
LONGi Green Energy Technology Co Ltd | LR5-54HTH-445M (IEC 61215-2021) | 2024-08-20 | 2027-08-20 | Yes
LONGi Green Energy Technology Co Ltd | LR5-54HTH-450M | 2021-04-14 | 2025-03-31 | Yes
LONGi Green Energy Technology Co Ltd | LR5-54HTH-450M (IEC 61215-2021) | 2024-08-20 | 2027-08-20 | Yes
LONGi Green Energy Technology Co Ltd | LR5-66HIH-490M | 2021-04-14 | 2025-03-31 | Yes
LONGi Green Energy Technology Co Ltd | LR5-66HIH-495M | 2021-04-14 | 2025-03-31 | Yes
LONGi Green Energy Technology Co Ltd | LR5-66HIH-500M | 2021-04-14 | 2025-03-31 | Yes
LONGi Green Energy Technology Co Ltd | LR5-66HIH-505M | 2021-04-14 | 2025-03-31 | Yes
LONGi Green Energy Technology Co Ltd | LR5-66HIH-510M | 2021-04-14 | 2025-03-31 | Yes
LONGi Green Energy Technology Co Ltd | LR5-66HIH-515M | 2021-04-14 | 2025-03-31 | Yes
LONGi Green Energy Technology Co Ltd | LR5-66HPH-485M | 2021-04-14 | 2025-03-31 | Yes
LONGi Green Energy Technology Co Ltd | LR5-66HPH-490M | 2021-04-14 | 2025-03-31 | Yes
LONGi Green Energy Technology Co Ltd | LR5-66HPH-495M | 2021-04-14 | 2025-03-31 | Yes
LONGi Green Energy Technology Co Ltd | LR5-66HPH-500M | 2021-04-14 | 2025-03-31 | Yes
LONGi Green Energy Technology Co Ltd | LR5-66HPH-505M | 2021-04-14 | 2025-03-31 | Yes
LONGi Green Energy Technology Co Ltd | LR5-66HPH-510M | 2021-04-14 | 2025-03-31 | Yes
LONGi Green Energy Technology Co Ltd | LR5-66HPH-515M | 2021-04-14 | 2025-03-31 | Yes
LONGi Green Energy Technology Co Ltd | LR5-66HTH-520M | 2021-04-14 | 2025-03-31 | Yes
LONGi Green Energy Technology Co Ltd | LR5-66HTH-525M | 2021-04-14 | 2025-03-31 | Yes
LONGi Green Energy Technology Co Ltd | LR5-66HTH-530M | 2021-04-14 | 2025-03-31 | Yes
LONGi Green Energy Technology Co Ltd | LR5-66HTH-530M (IEC 61215-2021) | 2024-08-20 | 2027-08-20 | Yes
LONGi Green Energy Technology Co Ltd | LR5-66HTH-535M | 2021-04-14 | 2025-03-31 | Yes
LONGi Green Energy Technology Co Ltd | LR5-66HTH-535M (IEC 61215-2021) | 2024-08-20 | 2027-08-20 | Yes
LONGi Green Energy Technology Co Ltd | LR5-66HTH-540M | 2021-04-14 | 2025-03-31 | Yes
LONGi Green Energy Technology Co Ltd | LR5-66HTH-540M (IEC 61215-2021) | 2024-08-20 | 2027-08-20 | Yes
LONGi Green Energy Technology Co Ltd | LR5-72HGD-580M (IEC 61215-2021) | 2025-05-09 | 2028-05-09 | Yes
LONGi Green Energy Technology Co Ltd | LR5-72HGD-585M (IEC 61215-2021) | 2025-05-09 | 2028-05-09 | Yes
LONGi Green Energy Technology Co Ltd | LR5-72HGD-590M (IEC 61215-2021) | 2025-05-09 | 2028-05-09 | Yes
LONGi Green Energy Technology Co Ltd | LR5-72HIH-535M | 2021-04-14 | 2025-03-31 | Yes
LONGi Green Energy Technology Co Ltd | LR5-72HIH-540M | 2021-04-14 | 2025-03-31 | Yes
LONGi Green Energy Technology Co Ltd | LR5-72HIH-545M | 2021-04-14 | 2025-03-31 | Yes
LONGi Green Energy Technology Co Ltd | LR5-72HIH-550M | 2021-04-14 | 2025-03-31 | Yes
LONGi Green Energy Technology Co Ltd | LR5-72HIH-555M | 2021-04-14 | 2025-03-31 | Yes
LONGi Green Energy Technology Co Ltd | LR5-72HIH-560M | 2021-04-14 | 2025-03-31 | Yes
LONGi Green Energy Technology Co Ltd | LR5-72HPH-535M | 2021-04-14 | 2025-03-31 | Yes
LONGi Green Energy Technology Co Ltd | LR5-72HPH-540M | 2021-04-14 | 2025-03-31 | Yes
LONGi Green Energy Technology Co Ltd | LR5-72HPH-545M | 2021-04-14 | 2025-03-31 | Yes
LONGi Green Energy Technology Co Ltd | LR5-72HPH-550M | 2021-04-14 | 2025-03-31 | Yes
LONGi Green Energy Technology Co Ltd | LR5-72HPH-555M | 2021-04-14 | 2025-03-31 | Yes
LONGi Green Energy Technology Co Ltd | LR5-72HTH-570M | 2021-04-14 | 2025-03-31 | Yes
LONGi Green Energy Technology Co Ltd | LR5-72HTH-575M | 2021-04-14 | 2025-03-31 | Yes
LONGi Green Energy Technology Co Ltd | LR5-72HTH-580M | 2021-04-14 | 2025-03-31 | Yes
LONGi Green Energy Technology Co Ltd | LR5-72HTH-580M (IEC 61215-2021) | 2024-08-20 | 2027-08-20 | Yes
LONGi Green Energy Technology Co Ltd | LR5-72HTH-585M | 2021-04-14 | 2025-03-31 | Yes
LONGi Green Energy Technology Co Ltd | LR5-72HTH-585M (IEC 61215-2021) | 2024-08-20 | 2027-08-20 | Yes
LONGi Green Energy Technology Co Ltd | LR5-72HTH-590M | 2023-10-06 | 2025-03-31 | Yes
LONGi Green Energy Technology Co Ltd | LR5-72HTH-590M (IEC 61215-2021) | 2024-08-20 | 2027-08-20 | Yes
LONGi Green Energy Technology Co Ltd | LR5-72HTH-595M | 2021-04-14 | 2025-03-31 | Yes
LONGi Green Energy Technology Co Ltd | LR5-72HTH-595M (IEC 61215-2021) | 2024-08-20 | 2027-08-20 | Yes
LONGi Green Energy Technology Co Ltd | LR5-72HTH-600M | 2021-04-14 | 2025-03-31 | Yes
LONGi Green Energy Technology Co Ltd | LR5-72HTH-600M (IEC 61215-2021) | 2024-08-20 | 2027-08-20 | Yes
LONGi Green Energy Technology Co Ltd | LR5-72HTHF-565M | 2021-04-14 | 2025-03-31 | Yes
LONGi Green Energy Technology Co Ltd | LR5-72HTHF-570M | 2021-04-14 | 2025-03-31 | Yes
LONGi Green Energy Technology Co Ltd | LR5-72HTHF-575M | 2021-04-14 | 2025-03-31 | Yes
LONGi Green Energy Technology Co Ltd | LR5-72HTHF-580M | 2021-04-14 | 2025-03-31 | Yes
LONGi Green Energy Technology Co Ltd | LR5-72HTHF-580M (IEC 61215-2021) | 2024-08-20 | 2027-08-20 | Yes
LONGi Green Energy Technology Co Ltd | LR5-72HTHF-585M | 2021-04-14 | 2025-03-31 | Yes
LONGi Green Energy Technology Co Ltd | LR5-72HTHF-585M (IEC 61215-2021) | 2024-08-20 | 2027-08-20 | Yes
LONGi Green Energy Technology Co Ltd | LR5-72HTHF-590M | 2021-04-14 | 2025-03-31 | Yes
LONGi Green Energy Technology Co Ltd | LR5-72HTHF-590M (IEC 61215-2021) | 2024-08-20 | 2027-08-20 | Yes
LONGi Green Energy Technology Co Ltd | LR5-72HTHF-595M | 2021-04-14 | 2025-03-31 | Yes
LONGi Green Energy Technology Co Ltd | LR5-72HTHF-595M (IEC 61215-2021) | 2024-08-20 | 2027-08-20 | Yes
LONGi Green Energy Technology Co Ltd | LR5-72HTHF-600M | 2021-04-14 | 2025-03-31 | Yes
LONGi Green Energy Technology Co Ltd | LR5-72HTHF-600M (IEC 61215-2021) | 2024-08-20 | 2027-08-20 | Yes
LONGi Green Energy Technology Co Ltd | LR7-54HJD-500M (IEC 61215-2021) | 2026-01-16 | 2029-01-16 | Yes
LONGi Green Energy Technology Co Ltd | LR7-54HJD-505M (IEC 61215-2021) | 2026-01-16 | 2029-01-16 | Yes
LONGi Green Energy Technology Co Ltd | LR7-54HJD-510M (IEC 61215-2021) | 2026-01-16 | 2029-01-16 | Yes
LONGi Green Energy Technology Co Ltd | LR7-54HTH-460M (IEC 61215-2021) | 2024-09-09 | 2027-09-09 | Yes
LONGi Green Energy Technology Co Ltd | LR7-54HTH-465M (IEC 61215-2021) | 2024-09-09 | 2027-09-09 | Yes
LONGi Green Energy Technology Co Ltd | LR7-54HTH-470M (IEC 61215-2021) | 2024-09-09 | 2027-09-09 | Yes
LONGi Green Energy Technology Co Ltd | LR7-54HTH-475M (IEC 61215-2021) | 2024-09-09 | 2027-09-09 | Yes
LONGi Green Energy Technology Co Ltd | LR7-54HVB-475M (IEC 61215-2021) | 2026-01-16 | 2029-01-16 | Yes
LONGi Green Energy Technology Co Ltd | LR7-54HVB-480M (IEC 61215-2021) | 2026-01-16 | 2029-01-16 | Yes
LONGi Green Energy Technology Co Ltd | LR7-54HVB-485M (IEC 61215-2021) | 2026-01-16 | 2029-01-16 | Yes
LONGi Green Energy Technology Co Ltd | LR7-54HVB-490M (IEC 61215-2021) | 2026-01-16 | 2029-01-16 | Yes
LONGi Green Energy Technology Co Ltd | LR7-54HVB-495M (IEC 61215-2021) | 2026-01-16 | 2029-01-16 | Yes
LONGi Green Energy Technology Co Ltd | LR7-54HVBB-470M (IEC 61215-2021) | 2026-01-16 | 2029-01-16 | Yes
LONGi Green Energy Technology Co Ltd | LR7-54HVBB-475M (IEC 61215-2021) | 2026-01-16 | 2029-01-16 | Yes
LONGi Green Energy Technology Co Ltd | LR7-54HVD-475M (IEC 61215-2021) | 2026-01-16 | 2029-01-16 | Yes
LONGi Green Energy Technology Co Ltd | LR7-54HVD-480M (IEC 61215-2021) | 2026-01-16 | 2029-01-16 | Yes
LONGi Green Energy Technology Co Ltd | LR7-54HVD-485M (IEC 61215-2021) | 2026-01-16 | 2029-01-16 | Yes
LONGi Green Energy Technology Co Ltd | LR7-54HVD-490M (IEC 61215-2021) | 2026-01-16 | 2029-01-16 | Yes
LONGi Green Energy Technology Co Ltd | LR7-54HVD-495M (IEC 61215-2021) | 2026-01-16 | 2029-01-16 | Yes
LONGi Green Energy Technology Co Ltd | LR7-54HVH-475M (IEC 61215-2021) | 2025-04-02 | 2028-04-02 | Yes
LONGi Green Energy Technology Co Ltd | LR7-54HVH-480M (IEC 61215-2021) | 2025-04-02 | 2028-04-02 | Yes
LONGi Green Energy Technology Co Ltd | LR7-54HVH-485M (IEC 61215-2021) | 2025-04-02 | 2028-04-02 | Yes
LONGi Green Energy Technology Co Ltd | LR7-54HVH-490M (IEC 61215-2021) | 2025-04-02 | 2028-04-02 | Yes
LONGi Green Energy Technology Co Ltd | LR7-54HVH-495M (IEC 61215-2021) | 2025-04-02 | 2028-04-02 | Yes
LONGi Green Energy Technology Co Ltd | LR7-54HVH-500M (IEC 61215-2021) | 2025-04-02 | 2028-04-02 | Yes
LONGi Green Energy Technology Co Ltd | LR7-72HGD-610M (IEC 61215-2021) | 2025-05-09 | 2028-05-09 | Yes
LONGi Green Energy Technology Co Ltd | LR7-72HGD-615M (IEC 61215-2021) | 2025-05-09 | 2028-05-09 | Yes
LONGi Green Energy Technology Co Ltd | LR7-72HGD-620M (IEC 61215-2021) | 2025-05-09 | 2028-05-09 | Yes
LONGi Green Energy Technology Co Ltd | LR7-72HGD-625M (IEC 61215-2021) | 2025-05-09 | 2028-05-09 | Yes
LONGi Green Energy Technology Co Ltd | LR7-72HTH-610M (IEC 61215-2021) | 2024-09-09 | 2027-09-09 | Yes
LONGi Green Energy Technology Co Ltd | LR7-72HTH-615M (IEC 61215-2021) | 2024-09-09 | 2027-09-09 | Yes
LONGi Green Energy Technology Co Ltd | LR7-72HTH-620M (IEC 61215-2021) | 2024-09-09 | 2027-09-09 | Yes
LONGi Green Energy Technology Co Ltd | LR7-72HTH-625M (IEC 61215-2021) | 2024-09-09 | 2027-09-09 | Yes
LONGi Green Energy Technology Co Ltd | LR7-72HTH-630M (IEC 61215-2021) | 2024-09-09 | 2027-09-09 | Yes
LONGi Green Energy Technology Co Ltd | LR7-72HTH-635M (IEC 61215-2021) | 2024-09-09 | 2027-09-09 | Yes
LONGi Green Energy Technology Co Ltd | LR7-72HVD-640M (IEC 61215-2021) | 2026-01-16 | 2029-01-16 | Yes
LONGi Green Energy Technology Co Ltd | LR7-72HVD-645M (IEC 61215-2021) | 2026-01-16 | 2029-01-16 | Yes
LONGi Green Energy Technology Co Ltd | LR7-72HVD-650M (IEC 61215-2021) | 2026-01-16 | 2029-01-16 | Yes
LONGi Green Energy Technology Co Ltd | LR7-72HVD-655M (IEC 61215-2021) | 2026-01-16 | 2029-01-16 | Yes
LONGi Green Energy Technology Co Ltd | LR7-72HVD-660M (IEC 61215-2021) | 2026-01-16 | 2029-01-16 | Yes
LONGi Green Energy Technology Co Ltd | LR7-72HVH-640M (IEC 61215-2021) | 2025-04-02 | 2028-04-02 | Yes
LONGi Green Energy Technology Co Ltd | LR7-72HVH-645M (IEC 61215-2021) | 2025-04-02 | 2028-04-02 | Yes
LONGi Green Energy Technology Co Ltd | LR7-72HVH-650M (IEC 61215-2021) | 2025-04-02 | 2028-04-02 | Yes
LONGi Green Energy Technology Co Ltd | LR7-72HVH-655M (IEC 61215-2021) | 2025-04-02 | 2028-04-02 | Yes
LONGi Green Energy Technology Co Ltd | LR7-72HVH-660M (IEC 61215-2021) | 2025-04-02 | 2028-04-02 | Yes
LONGi Green Energy Technology Co Ltd | LR7-72HVHF-640M (IEC 61215-2021) | 2025-04-02 | 2028-04-02 | Yes
LONGi Green Energy Technology Co Ltd | LR7-72HVHF-645M (IEC 61215-2021) | 2025-04-02 | 2028-04-02 | Yes
LONGi Green Energy Technology Co Ltd | LR7-72HVHF-650M (IEC 61215-2021) | 2025-04-02 | 2028-04-02 | Yes
LONGi Green Energy Technology Co Ltd | LR7-72HVHF-655M (IEC 61215-2021) | 2025-04-02 | 2028-04-02 | Yes
LONGi Green Energy Technology Co Ltd | LR7-72HVHF-660M (IEC 61215-2021) | 2025-04-02 | 2028-04-02 | Yes
LONGi Green Energy Technology Co Ltd | LR7-72HYD-645M (IEC 61215-2021) | 2025-05-09 | 2028-05-09 | Yes
LONGi Green Energy Technology Co Ltd | LR7-72HYD-650M (IEC 61215-2021) | 2025-05-09 | 2028-05-09 | Yes
LONGi Green Energy Technology Co Ltd | LR7-72HYD-655M (IEC 61215-2021) | 2025-05-09 | 2028-05-09 | Yes
LONGi Green Energy Technology Co Ltd | LR7-72HYD-660M (IEC 61215-2021) | 2025-05-09 | 2028-05-09 | Yes
LONGi Green Energy Technology Co Ltd | LR8-48HGD-440M (IEC 61215-2021) | 2026-02-25 | 2029-02-25 | Yes
LONGi Green Energy Technology Co Ltd | LR8-66HGD-605M (IEC 61215-2021) | 2025-05-09 | 2028-05-09 | Yes
LONGi Green Energy Technology Co Ltd | LR8-66HGD-610M (IEC 61215-2021) | 2025-05-09 | 2028-05-09 | Yes
LONGi Green Energy Technology Co Ltd | LR8-66HGD-615M (IEC 61215-2021) | 2025-05-09 | 2028-05-09 | Yes
LONGi Green Energy Technology Co Ltd | LR8-66HGD-620M (IEC 61215-2021) | 2025-05-09 | 2028-05-09 | Yes
LONGi Green Energy Technology Co Ltd | LR8-66HGD-625M (IEC 61215-2021) | 2025-05-09 | 2028-05-09 | Yes
LONGi Green Energy Technology Co Ltd | LR8-66HYD-635M (IEC 61215-2021) | 2025-05-09 | 2028-05-09 | Yes
LONGi Green Energy Technology Co Ltd | LR8-66HYD-640M (IEC 61215-2021) | 2025-05-09 | 2028-05-09 | Yes
LONGi Green Energy Technology Co Ltd | LR8-66HYD-645M (IEC 61215-2021) | 2025-05-09 | 2028-05-09 | Yes
LONGi Green Energy Technology Co Ltd | LR8-66HYD-650M (IEC 61215-2021) | 2025-05-09 | 2028-05-09 | Yes
LUXEN SOLAR ENERGY CO LTD | LNDB-500ND (IEC 61215-2021) | 2024-11-20 | 2027-11-20 | Yes
LUXEN SOLAR ENERGY CO LTD | LNDB-505ND (IEC 61215-2021) | 2024-11-20 | 2027-11-20 | Yes
LUXEN SOLAR ENERGY CO LTD | LNDB-510ND (IEC 61215-2021) | 2024-11-20 | 2027-11-20 | Yes
LUXEN SOLAR ENERGY CO LTD | LNDT-615ND (IEC 61215-2021) | 2024-11-20 | 2027-11-20 | Yes
LUXEN SOLAR ENERGY CO LTD | LNDT-620ND (IEC 61215-2021) | 2024-11-20 | 2027-11-20 | Yes
LUXEN SOLAR ENERGY CO LTD | LNDT-625ND (IEC 61215-2021) | 2024-11-20 | 2027-11-20 | Yes
LUXEN SOLAR ENERGY CO LTD | LNDX-445ND (IEC 61215-2021) | 2024-11-20 | 2027-11-20 | Yes
LUXEN SOLAR ENERGY CO LTD | LNDX-450ND (IEC 61215-2021) | 2024-11-20 | 2027-11-20 | Yes
LUXEN SOLAR ENERGY CO LTD | LNDX-455ND (IEC 61215-2021) | 2024-11-20 | 2027-11-20 | Yes
LUXEN SOLAR ENERGY CO LTD | LNVB-430ND (IEC 61215-2021) | 2024-11-20 | 2027-11-20 | Yes
LUXEN SOLAR ENERGY CO LTD | LNVB-435ND (IEC 61215-2021) | 2024-11-20 | 2027-11-20 | Yes
LUXEN SOLAR ENERGY CO LTD | LNVB-440ND (IEC 61215-2021) | 2024-11-20 | 2027-11-20 | Yes
LUXEN SOLAR ENERGY CO LTD | LNVH-630ND (IEC 61215-2021) | 2024-11-20 | 2027-11-20 | Yes
LUXEN SOLAR ENERGY CO LTD | LNVH-635ND (IEC 61215-2021) | 2024-11-20 | 2027-11-20 | Yes
LUXEN SOLAR ENERGY CO LTD | LNVH-640ND (IEC 61215-2021) | 2024-11-20 | 2027-11-20 | Yes
LUXEN SOLAR ENERGY CO LTD | LNVU-580ND (IEC 61215-2021) | 2024-11-20 | 2027-11-20 | Yes
LUXEN SOLAR ENERGY CO LTD | LNVU-585ND (IEC 61215-2021) | 2024-11-20 | 2027-11-20 | Yes
LUXEN SOLAR ENERGY CO LTD | LNVU-590ND (IEC 61215-2021) | 2024-11-20 | 2027-11-20 | Yes
Maxeon Solar Technologies Ltd | SPR-MAX3-370 | 2022-09-19 | 2025-03-31 | Yes
Maxeon Solar Technologies Ltd | SPR-MAX3-380 | 2021-10-05 | 2025-03-31 | Yes
Maxeon Solar Technologies Ltd | SPR-MAX3-390 | 2022-09-19 | 2025-03-31 | Yes
Maxeon Solar Technologies Ltd | SPR-MAX3-395 | 2021-10-05 | 2025-03-31 | Yes
Maxeon Solar Technologies Ltd | SPR-MAX3-400 | 2022-09-19 | 2025-03-31 | Yes
Maxeon Solar Technologies Ltd | SPR-MAX3-400-BLK-R | 2023-07-12 | 2025-03-31 | Yes
Maxeon Solar Technologies Ltd | SPR-MAX3-405-BLK-R | 2023-07-12 | 2025-03-31 | Yes
Maxeon Solar Technologies Ltd | SPR-MAX3-410-BLK | 2022-04-08 | 2025-03-31 | Yes
Maxeon Solar Technologies Ltd | SPR-MAX3-410-BLK-R | 2023-07-12 | 2025-03-31 | Yes
Maxeon Solar Technologies Ltd | SPR-MAX3-415 | 2022-04-08 | 2025-03-31 | Yes
Maxeon Solar Technologies Ltd | SPR-MAX3-415-BLK | 2022-04-08 | 2025-03-31 | Yes
Maxeon Solar Technologies Ltd | SPR-MAX3-415-BLK-R | 2023-07-12 | 2025-03-31 | Yes
Maxeon Solar Technologies Ltd | SPR-MAX3-420-BLK | 2022-04-08 | 2025-03-31 | Yes
Maxeon Solar Technologies Ltd | SPR-MAX3-420-BLK-R | 2023-07-12 | 2025-03-31 | Yes
Maxeon Solar Technologies Ltd | SPR-MAX3-425 | 2022-04-08 | 2025-03-31 | Yes
Maxeon Solar Technologies Ltd | SPR-MAX3-430 | 2022-04-08 | 2025-03-31 | Yes
Maxeon Solar Technologies Ltd | SPR-MAX6-420 | 2022-04-08 | 2025-03-31 | Yes
Maxeon Solar Technologies Ltd | SPR-MAX6-425 | 2022-04-08 | 2025-03-31 | Yes
Maxeon Solar Technologies Ltd | SPR-MAX6-435 | 2022-04-08 | 2025-03-31 | Yes
Maxeon Solar Technologies Ltd | SPR-MAX6-440 | 2022-04-08 | 2025-03-31 | Yes
Maxeon Solar Technologies Ltd | SPR-MAX6-445 | 2023-07-12 | 2025-03-31 | Yes
Maxeon Solar Technologies Ltd | SPR-P3-365-BLK | 2021-10-05 | 2025-03-31 | Yes
Maxeon Solar Technologies Ltd | SPR-P3-370-BLK | 2023-12-18 | 2025-03-31 | Yes
Maxeon Solar Technologies Ltd | SPR-P3-375-BLK | 2023-12-18 | 2025-03-31 | Yes
Maxeon Solar Technologies Ltd | SPR-P3-380-BLK | 2023-12-18 | 2025-03-31 | Yes
Maxeon Solar Technologies Ltd | SPR-P3-385-BLK | 2023-12-18 | 2025-03-31 | Yes
Maxeon Solar Technologies Ltd | SPR-P3-390-BLK | 2023-12-18 | 2025-03-31 | Yes
Maxeon Solar Technologies Ltd | SPR-P3-475-UPP | 2023-12-18 | 2025-03-31 | Yes
Maxeon Solar Technologies Ltd | SPR-P3-480-UPP | 2023-12-18 | 2025-03-31 | Yes
Maxeon Solar Technologies Ltd | SPR-P3-485-UPP | 2023-12-18 | 2025-03-31 | Yes
Maxeon Solar Technologies Ltd | SPR-P3-490-UPP | 2023-12-18 | 2025-03-31 | Yes
Maxeon Solar Technologies Ltd | SPR-P3-495-UPP | 2023-12-18 | 2025-03-31 | Yes
Maxeon Solar Technologies Ltd | SPR-P3-500-UPP | 2023-12-18 | 2025-03-31 | Yes
Maxeon Solar Technologies Ltd | SPR-P6-390-BLK | 2022-09-05 | 2025-03-31 | Yes
Maxeon Solar Technologies Ltd | SPR-P6-395-BLK | 2022-09-05 | 2025-03-31 | Yes
Maxeon Solar Technologies Ltd | SPR-P6-400-BLK | 2022-09-05 | 2025-03-31 | Yes
Maxeon Solar Technologies Ltd | SPR-P6-400-COM-XS | 2022-09-05 | 2025-03-31 | Yes
Maxeon Solar Technologies Ltd | SPR-P6-405-BLK | 2022-09-05 | 2025-03-31 | Yes
Maxeon Solar Technologies Ltd | SPR-P6-405-BLK (IEC 61215-2021) | 2025-02-28 | 2028-02-28 | Yes
Maxeon Solar Technologies Ltd | SPR-P6-405-COM-XS | 2022-09-05 | 2025-03-31 | Yes
Maxeon Solar Technologies Ltd | SPR-P6-405-COM-XS (IEC 61215-2021) | 2025-02-28 | 2028-02-28 | Yes
Maxeon Solar Technologies Ltd | SPR-P6-410-BLK | 2022-09-05 | 2025-03-31 | Yes
Maxeon Solar Technologies Ltd | SPR-P6-410-BLK (IEC 61215-2021) | 2025-02-28 | 2028-02-28 | Yes
Maxeon Solar Technologies Ltd | SPR-P6-410-COM-XS | 2022-09-05 | 2025-03-31 | Yes
Maxeon Solar Technologies Ltd | SPR-P6-410-COM-XS (IEC 61215-2021) | 2025-02-28 | 2028-02-28 | Yes
Maxeon Solar Technologies Ltd | SPR-P6-415-BLK | 2022-09-05 | 2025-03-31 | Yes
Maxeon Solar Technologies Ltd | SPR-P6-415-BLK (IEC 61215-2021) | 2025-02-28 | 2028-02-28 | Yes
Maxeon Solar Technologies Ltd | SPR-P6-415-COM-XS | 2022-09-05 | 2025-03-31 | Yes
Maxeon Solar Technologies Ltd | SPR-P6-415-COM-XS (IEC 61215-2021) | 2025-02-28 | 2028-02-28 | Yes
Maxeon Solar Technologies Ltd | SPR-P6-420-COM-XS | 2022-09-05 | 2025-03-31 | Yes
Maxeon Solar Technologies Ltd | SPR-P6-485-COM-S-BF | 2022-09-05 | 2025-03-31 | Yes
Maxeon Solar Technologies Ltd | SPR-P6-485-COM-S-BF (IEC 61215-2021) | 2024-10-17 | 2027-10-17 | Yes
Maxeon Solar Technologies Ltd | SPR-P6-490-COM-S-BF | 2022-09-05 | 2025-03-31 | Yes
Maxeon Solar Technologies Ltd | SPR-P6-490-COM-S-BF (IEC 61215-2021) | 2024-10-17 | 2027-10-17 | Yes
Maxeon Solar Technologies Ltd | SPR-P6-495-COM-S-BF | 2022-09-05 | 2025-03-31 | Yes
Maxeon Solar Technologies Ltd | SPR-P6-495-COM-S-BF (IEC 61215-2021) | 2024-10-17 | 2027-10-17 | Yes
Maxeon Solar Technologies Ltd | SPR-P6-500-COM-S-BF | 2022-09-05 | 2025-03-31 | Yes
Maxeon Solar Technologies Ltd | SPR-P6-500-COM-S-BF (IEC 61215-2021) | 2024-10-17 | 2027-10-17 | Yes
Maxeon Solar Technologies Ltd | SPR-P6-505-COM-S-BF | 2022-09-05 | 2025-03-31 | Yes
Maxeon Solar Technologies Ltd | SPR-P6-505-COM-S-BF (IEC 61215-2021) | 2024-10-17 | 2027-10-17 | Yes
Maxeon Solar Technologies Ltd | SPR-P7-440-BLK | 2024-03-19 | 2025-03-31 | Yes
Maxeon Solar Technologies Ltd | SPR-P7-440-BLK (IEC 61215-2021) | 2024-10-17 | 2027-10-17 | Yes
Maxeon Solar Technologies Ltd | SPR-P7-440-BLK-1500 (IEC 61215-2021) | 2024-10-17 | 2027-10-17 | Yes
Maxeon Solar Technologies Ltd | SPR-P7-445-BLK | 2024-03-19 | 2025-03-31 | Yes
Maxeon Solar Technologies Ltd | SPR-P7-445-BLK (IEC 61215-2021) | 2024-10-17 | 2027-10-17 | Yes
Maxeon Solar Technologies Ltd | SPR-P7-445-BLK-1500 (IEC 61215-2021) | 2024-10-17 | 2027-10-17 | Yes
Maxeon Solar Technologies Ltd | SPR-P7-450-BLK | 2024-03-19 | 2025-03-31 | Yes
Maxeon Solar Technologies Ltd | SPR-P7-450-BLK (IEC 61215-2021) | 2024-10-17 | 2027-10-17 | Yes
Maxeon Solar Technologies Ltd | SPR-P7-450-BLK-1500 (IEC 61215-2021) | 2024-10-17 | 2027-10-17 | Yes
Maxeon Solar Technologies Ltd | SPR-P7-455-BLK | 2024-03-19 | 2025-03-31 | Yes
Maxeon Solar Technologies Ltd | SPR-P7-455-BLK (IEC 61215-2021) | 2024-10-17 | 2027-10-17 | Yes
Maxeon Solar Technologies Ltd | SPR-P7-455-BLK-1500 (IEC 61215-2021) | 2024-10-17 | 2027-10-17 | Yes
Maxeon Solar Technologies Ltd | SPR-P7-535-COM-S | 2024-03-19 | 2025-03-31 | Yes
Maxeon Solar Technologies Ltd | SPR-P7-535-COM-S (IEC 61215-2021) | 2024-10-17 | 2027-10-17 | Yes
Maxeon Solar Technologies Ltd | SPR-P7-540-COM-S | 2024-03-19 | 2025-03-31 | Yes
Maxeon Solar Technologies Ltd | SPR-P7-540-COM-S (IEC 61215-2021) | 2024-10-17 | 2027-10-17 | Yes
Maxeon Solar Technologies Ltd | SPR-P7-545-COM-S | 2024-03-19 | 2025-03-31 | Yes
Maxeon Solar Technologies Ltd | SPR-P7-545-COM-S (IEC 61215-2021) | 2024-10-17 | 2027-10-17 | Yes
Maxeon Solar Technologies Ltd | SPR-P7-550-COM-S | 2024-03-19 | 2025-03-31 | Yes
Maxeon Solar Technologies Ltd | SPR-P7-550-COM-S (IEC 61215-2021) | 2024-10-17 | 2027-10-17 | Yes
Maxeon Solar Technologies Ltd | SPR-P7-555-COM-S | 2024-03-19 | 2025-03-31 | Yes
Maxeon Solar Technologies Ltd | SPR-P7-555-COM-S (IEC 61215-2021) | 2024-10-17 | 2027-10-17 | Yes
Nanjing Solglass Science & Technology Co Ltd | SolartrixE 1200-400-60 (IEC 61215-2021) | 2025-02-05 | 2028-02-05 | Yes
Nanjing Solglass Science & Technology Co Ltd | SolartrixE 1200-400-65 (IEC 61215-2021) | 2025-02-05 | 2028-02-05 | Yes
Ningbo Sun Earth East Solar Co Ltd | DXM8-54H 440W (IEC 61215-2021) | 2025-05-19 | 2028-05-19 | Yes
Ningbo Sun Earth East Solar Co Ltd | DXM8-54H 450W (IEC 61215-2021) | 2025-05-19 | 2028-05-19 | Yes
Ningbo Sun Earth East Solar Co Ltd | DXM8-54H 455W (IEC 61215-2021) | 2025-05-19 | 2028-05-19 | Yes
Ningbo Sun Earth East Solar Co Ltd | DXM8-54HBG 440W (IEC 61215-2021) | 2025-05-19 | 2028-05-19 | Yes
Ningbo Sun Earth East Solar Co Ltd | DXM8-54HBG 450W (IEC 61215-2021) | 2025-05-19 | 2028-05-19 | Yes
Ningbo Sun Earth East Solar Co Ltd | DXM8-54HBG 455W (IEC 61215-2021) | 2025-05-19 | 2028-05-19 | Yes
Ningbo Sun Earth East Solar Co Ltd | DXM8-60H 490W (IEC 61215-2021) | 2025-05-19 | 2028-05-19 | Yes
Ningbo Sun Earth East Solar Co Ltd | DXM8-60H 500W (IEC 61215-2021) | 2025-05-19 | 2028-05-19 | Yes
Ningbo Sun Earth East Solar Co Ltd | DXM8-60H 505W (IEC 61215-2021) | 2025-05-19 | 2028-05-19 | Yes
Ningbo Sun Earth East Solar Co Ltd | DXM8-60HBG 490W (IEC 61215-2021) | 2025-05-19 | 2028-05-19 | Yes
Ningbo Sun Earth East Solar Co Ltd | DXM8-60HBG 500W (IEC 61215-2021) | 2025-05-19 | 2028-05-19 | Yes
Ningbo Sun Earth East Solar Co Ltd | DXM8-60HBG 505W (IEC 61215-2021) | 2025-05-19 | 2028-05-19 | Yes
Ningbo Sun Earth East Solar Co Ltd | DXM8-66H 550W (IEC 61215-2021) | 2025-05-19 | 2028-05-19 | Yes
Ningbo Sun Earth East Solar Co Ltd | DXM8-66H 555W (IEC 61215-2021) | 2025-05-19 | 2028-05-19 | Yes
Ningbo Sun Earth East Solar Co Ltd | DXM8-72H 590W (IEC 61215-2021) | 2025-05-19 | 2028-05-19 | Yes
Ningbo Sun Earth East Solar Co Ltd | DXM8-72H 600W (IEC 61215-2021) | 2025-05-19 | 2028-05-19 | Yes
Ningbo Sun Earth East Solar Co Ltd | DXM8-72H 610W (IEC 61215-2021) | 2025-05-19 | 2028-05-19 | Yes
Ningbo Sun Earth East Solar Co Ltd | DXM8-72HBG 590W (IEC 61215-2021) | 2025-05-19 | 2028-05-19 | Yes
Ningbo Sun Earth East Solar Co Ltd | DXM8-72HBG 600W (IEC 61215-2021) | 2025-05-19 | 2028-05-19 | Yes
Ningbo Sun Earth East Solar Co Ltd | DXM8-72HBG 610W (IEC 61215-2021) | 2025-05-19 | 2028-05-19 | Yes
Ningbo Ulica Solar Co Ltd | UL-415M-108HV (IEC 61215-2021) | 2024-09-05 | 2027-09-05 | Yes
Ningbo Ulica Solar Co Ltd | UL-440M-108ADGN (IEC 61215-2021) | 2024-09-18 | 2027-09-18 | Yes
Ningbo Ulica Solar Co Ltd | UL-440M-108BDGN (IEC 61215-2021) | 2024-09-18 | 2027-09-18 | Yes
Ningbo Ulica Solar Co Ltd | UL-445M-108BDGN (IEC 61215-2021) | 2024-09-18 | 2027-09-18 | Yes
Ningbo Ulica Solar Co Ltd | UL-450M-108BDGN (IEC 61215-2021) | 2024-09-18 | 2027-09-18 | Yes
Ningbo Ulica Solar Co Ltd | UL-455M-108BDGN (IEC 61215-2021) | 2024-09-18 | 2027-09-18 | Yes
Ningbo Ulica Solar Co Ltd | UL-460M-108CHVN (IEC 61215-2021) | 2024-09-05 | 2027-09-05 | Yes
Ningbo Ulica Solar Co Ltd | UL-465M-108CHVN (IEC 61215-2021) | 2024-09-05 | 2027-09-05 | Yes
Ningbo Ulica Solar Co Ltd | UL-470M-108CHVN (IEC 61215-2021) | 2024-09-05 | 2027-09-05 | Yes
Ningbo Ulica Solar Co Ltd | UL-475M-108CHVN (IEC 61215-2021) | 2024-09-05 | 2027-09-05 | Yes
Ningbo Ulica Solar Co Ltd | UL-575M-144ADGN (IEC 61215-2021) | 2024-09-18 | 2027-09-18 | Yes
Ningbo Ulica Solar Co Ltd | UL-580M-144ADGN (IEC 61215-2021) | 2024-09-18 | 2027-09-18 | Yes
Ningbo Ulica Solar Co Ltd | UL-600M-144CHVN (IEC 61215-2021) | 2024-09-05 | 2027-09-05 | Yes
Ningbo Ulica Solar Co Ltd | UL-605M-144CHVN (IEC 61215-2021) | 2024-09-05 | 2027-09-05 | Yes
Ningbo Ulica Solar Co Ltd | UL-610M-144CHVN (IEC 61215-2021) | 2024-09-05 | 2027-09-05 | Yes
Ningbo Ulica Solar Co Ltd | UL-700M-132DGN (IEC 61215-2021) | 2024-09-18 | 2027-09-18 | Yes
OMNIS POWER USA INC | OP415M54-P3-BF (IEC 61215-2021) | 2024-03-12 | 2027-03-12 | Yes
OMNIS POWER USA INC | OP440M54-N3-BF (IEC 61215-2021) | 2024-03-12 | 2027-03-12 | Yes
OMNIS POWER USA INC | OP440M54-NF3-BF (IEC 61215-2021) | 2024-03-12 | 2027-03-12 | Yes
OMNIS POWER USA INC | OP445M54-NF3-BF (IEC 61215-2021) | 2024-03-12 | 2027-03-12 | Yes
OMNIS POWER USA INC | OP450M54-NF3-BF (IEC 61215-2021) | 2024-03-12 | 2027-03-12 | Yes
Oz Power Products Pty Ltd | MPS-440-NBB | 2023-12-18 | 2025-03-31 | Yes
Oz Power Products Pty Ltd | MPS-440NBBK (IEC 61215-2021) | 2024-09-20 | 2027-09-20 | Yes
Oz Power Products Pty Ltd | MPS-445NBBK (IEC 61215-2021) | 2024-09-20 | 2027-09-20 | Yes
Oz Power Products Pty Ltd | MPS-450NBBK (IEC 61215-2021) | 2024-09-20 | 2027-09-20 | Yes
Oz Power Products Pty Ltd | MPS-455NBBK (IEC 61215-2021) | 2024-09-20 | 2027-09-20 | Yes
Phono Solar Technology Co Ltd | PS400M8GFH-18/VH | 2022-09-16 | 2025-03-31 | Yes
Phono Solar Technology Co Ltd | PS405M6-18/VH | 2021-07-07 | 2025-03-31 | Yes
Phono Solar Technology Co Ltd | PS405M6H-18/VH | 2021-09-20 | 2025-03-31 | Yes
Phono Solar Technology Co Ltd | PS405M8GFH-18/VH | 2022-09-16 | 2025-03-31 | Yes
Phono Solar Technology Co Ltd | PS410M6-18/VH | 2021-07-07 | 2025-03-31 | Yes
Phono Solar Technology Co Ltd | PS410M6H-18/VH | 2021-09-20 | 2025-03-31 | Yes
Phono Solar Technology Co Ltd | PS410M8GFH-18/VH | 2022-09-16 | 2025-03-31 | Yes
Phono Solar Technology Co Ltd | PS415M6-18/VH | 2021-07-07 | 2025-03-31 | Yes
Phono Solar Technology Co Ltd | PS415M6H-18/VH | 2021-09-20 | 2025-03-31 | Yes
Phono Solar Technology Co Ltd | PS415M8GFH-18/VH | 2022-09-16 | 2025-03-31 | Yes
Phono Solar Technology Co Ltd | PS425M8GFH-18/VNH | 2022-09-16 | 2025-03-31 | Yes
Phono Solar Technology Co Ltd | PS430M8GFH-18/VNH | 2023-09-27 | 2025-03-31 | Yes
Phono Solar Technology Co Ltd | PS435M8GFH-18/VNH | 2023-09-27 | 2025-03-31 | Yes
Phono Solar Technology Co Ltd | PS440L12GFH-16/QSH | 2024-06-05 | 2025-03-31 | Yes
Phono Solar Technology Co Ltd | PS440L12GFH-16/QSH (IEC 61215-2021) | 2025-01-14 | 2028-01-14 | Yes
Phono Solar Technology Co Ltd | PS440L14GFH-16/QSH (IEC 61215-2021) | 2025-01-14 | 2028-01-14 | Yes
Phono Solar Technology Co Ltd | PS440L8GFH-16/QNH (IEC 61215-2021) | 2025-05-02 | 2028-05-02 | Yes
Phono Solar Technology Co Ltd | PS440M8GFH-18/VNH | 2023-09-27 | 2025-03-31 | Yes
Phono Solar Technology Co Ltd | PS440M8GFH-18/VNH (IEC 61215-2021) | 2025-05-02 | 2028-05-02 | Yes
Phono Solar Technology Co Ltd | PS445L12GFH-16/QSH | 2024-06-05 | 2025-03-31 | Yes
Phono Solar Technology Co Ltd | PS445L12GFH-16/QSH (IEC 61215-2021) | 2025-01-14 | 2028-01-14 | Yes
Phono Solar Technology Co Ltd | PS445L14GFH-16/QSH (IEC 61215-2021) | 2025-01-14 | 2028-01-14 | Yes
Phono Solar Technology Co Ltd | PS445L14GFH-16/QSHW (IEC 61215-2021) | 2025-01-14 | 2028-01-14 | Yes
Phono Solar Technology Co Ltd | PS445L8GFH-16/QNH (IEC 61215-2021) | 2025-05-02 | 2028-05-02 | Yes
Phono Solar Technology Co Ltd | PS445M8GFH-18/VNH (IEC 61215-2021) | 2025-05-02 | 2028-05-02 | Yes
Phono Solar Technology Co Ltd | PS450L12GFH-16/QSH | 2024-06-05 | 2025-03-31 | Yes
Phono Solar Technology Co Ltd | PS450L14GFH-16/QSH (IEC 61215-2021) | 2025-01-14 | 2028-01-14 | Yes
Phono Solar Technology Co Ltd | PS450L14GFH-16/QSHW (IEC 61215-2021) | 2025-01-14 | 2028-01-14 | Yes
Phono Solar Technology Co Ltd | PS450L8GFH-16/QNH (IEC 61215-2021) | 2025-05-02 | 2028-05-02 | Yes
Phono Solar Technology Co Ltd | PS450M6-20/UH | 2021-07-07 | 2025-03-31 | Yes
Phono Solar Technology Co Ltd | PS450M6H-20/UH | 2021-09-20 | 2025-03-31 | Yes
Phono Solar Technology Co Ltd | PS455L14GFH-16/QSHW (IEC 61215-2021) | 2025-01-14 | 2028-01-14 | Yes
Phono Solar Technology Co Ltd | PS455L8GFH-16/QNH (IEC 61215-2021) | 2025-05-02 | 2028-05-02 | Yes
Phono Solar Technology Co Ltd | PS455M6-20/UH | 2021-07-07 | 2025-03-31 | Yes
Phono Solar Technology Co Ltd | PS455M6H-20/UH | 2021-09-20 | 2025-03-31 | Yes
Phono Solar Technology Co Ltd | PS475L7GFH-18/VBH (IEC 61215-2021) | 2025-09-15 | 2028-09-15 | Yes
Phono Solar Technology Co Ltd | PS475M8GFH-20/UNH (IEC 61215-2021) | 2025-05-02 | 2028-05-02 | Yes
Phono Solar Technology Co Ltd | PS480L7GFH-18/VBH (IEC 61215-2021) | 2025-09-15 | 2028-09-15 | Yes
Phono Solar Technology Co Ltd | PS480M8GFH-20/UNH (IEC 61215-2021) | 2025-05-02 | 2028-05-02 | Yes
Phono Solar Technology Co Ltd | PS485L7GFH-18/VBH (IEC 61215-2021) | 2025-09-15 | 2028-09-15 | Yes
Phono Solar Technology Co Ltd | PS485M8GFH-20/UNH (IEC 61215-2021) | 2025-05-02 | 2028-05-02 | Yes
Phono Solar Technology Co Ltd | PS490L7GFH-18/VBH (IEC 61215-2021) | 2025-09-15 | 2028-09-15 | Yes
Phono Solar Technology Co Ltd | PS490M8GFH-20/UNH (IEC 61215-2021) | 2025-05-02 | 2028-05-02 | Yes
Phono Solar Technology Co Ltd | PS495L12GFH-18/VSH | 2024-06-05 | 2025-03-31 | Yes
Phono Solar Technology Co Ltd | PS495L7GFH-18/VBH (IEC 61215-2021) | 2025-09-15 | 2028-09-15 | Yes
Phono Solar Technology Co Ltd | PS495M6-22/WH | 2021-07-07 | 2025-03-31 | Yes
Phono Solar Technology Co Ltd | PS495M6H-22/WH | 2021-09-20 | 2025-03-31 | Yes
Phono Solar Technology Co Ltd | PS500L12GFH-18/VSH | 2024-06-05 | 2025-03-31 | Yes
Phono Solar Technology Co Ltd | PS500L8GFH-18/VNH (IEC 61215-2021) | 2025-05-02 | 2028-05-02 | Yes
Phono Solar Technology Co Ltd | PS500M6-22/WH | 2021-07-07 | 2025-03-31 | Yes
Phono Solar Technology Co Ltd | PS500M6H-22/WH | 2021-09-20 | 2025-03-31 | Yes
Phono Solar Technology Co Ltd | PS505L12GFH-18/VSH | 2024-06-05 | 2025-03-31 | Yes
Phono Solar Technology Co Ltd | PS505L8GFH-18/VNH (IEC 61215-2021) | 2025-05-02 | 2028-05-02 | Yes
Phono Solar Technology Co Ltd | PS505M6H-22/WH | 2021-09-20 | 2025-03-31 | Yes
Phono Solar Technology Co Ltd | PS510L12GFH-18/VSH | 2024-06-05 | 2025-03-31 | Yes
Phono Solar Technology Co Ltd | PS510L8GFH-18/VNH (IEC 61215-2021) | 2025-05-02 | 2028-05-02 | Yes
Phono Solar Technology Co Ltd | PS515L12GFH-18/VSH | 2024-06-05 | 2025-03-31 | Yes
Phono Solar Technology Co Ltd | PS540M6-24/TH | 2021-07-07 | 2025-03-31 | Yes
Phono Solar Technology Co Ltd | PS540M6H-24/TH | 2021-09-20 | 2025-03-31 | Yes
Phono Solar Technology Co Ltd | PS545M6-24/TH | 2021-07-07 | 2025-03-31 | Yes
Phono Solar Technology Co Ltd | PS545M6H-24/TH | 2021-09-20 | 2025-03-31 | Yes
Phono Solar Technology Co Ltd | PS545M8GFH-24/TH | 2022-09-16 | 2025-03-31 | Yes
Phono Solar Technology Co Ltd | PS550M6H-24/TH | 2021-09-20 | 2025-03-31 | Yes
Phono Solar Technology Co Ltd | PS560M8GFH-24/TNH | 2022-09-16 | 2025-03-31 | Yes
Phono Solar Technology Co Ltd | PS565M8GFH-24/TNH | 2022-09-16 | 2025-03-31 | Yes
Phono Solar Technology Co Ltd | PS570M8GFH-24/TNH | 2023-09-27 | 2025-03-31 | Yes
Phono Solar Technology Co Ltd | PS575M8GFH-24/TNH | 2023-09-27 | 2025-03-31 | Yes
Phono Solar Technology Co Ltd | PS580M8GFH-24/TNH | 2023-09-27 | 2025-03-31 | Yes
Phono Solar Technology Co Ltd | PS585M8GFH-24/TNH (IEC 61215-2021) | 2025-05-02 | 2028-05-02 | Yes
Phono Solar Technology Co Ltd | PS590M8GFH-24/TNH (IEC 61215-2021) | 2025-05-02 | 2028-05-02 | Yes
Phono Solar Technology Co Ltd | PS595M8GFH-24/TNH (IEC 61215-2021) | 2025-05-02 | 2028-05-02 | Yes
Phono Solar Technology Co Ltd | PS615L12GFH-22/WSHW (IEC 61215-2021) | 2025-01-14 | 2028-01-14 | Yes
Phono Solar Technology Co Ltd | PS615L14GFH-22/WSHW (IEC 61215-2021) | 2025-01-14 | 2028-01-14 | Yes
Phono Solar Technology Co Ltd | PS615L8GFH-22/WNH (IEC 61215-2021) | 2025-05-02 | 2028-05-02 | Yes
Phono Solar Technology Co Ltd | PS620L12GFH-22/WSHW (IEC 61215-2021) | 2025-01-14 | 2028-01-14 | Yes
Phono Solar Technology Co Ltd | PS620L14GFH-22/WSHW (IEC 61215-2021) | 2025-01-14 | 2028-01-14 | Yes
Phono Solar Technology Co Ltd | PS620L8GFH-22/WNH (IEC 61215-2021) | 2025-05-02 | 2028-05-02 | Yes
Phono Solar Technology Co Ltd | PS625L12GFH-22/WSHW (IEC 61215-2021) | 2025-01-14 | 2028-01-14 | Yes
Phono Solar Technology Co Ltd | PS625L8GFH-22/WNH (IEC 61215-2021) | 2025-05-02 | 2028-05-02 | Yes
Phono Solar Technology Co Ltd | PS630L12GFH-22/WSHW (IEC 61215-2021) | 2025-01-14 | 2028-01-14 | Yes
Phono Solar Technology Co Ltd | PS645L7GFH-24/TBH (IEC 61215-2021) | 2025-09-15 | 2028-09-15 | Yes
Phono Solar Technology Co Ltd | PS650L7GFH-24/TBH (IEC 61215-2021) | 2025-09-15 | 2028-09-15 | Yes
Phono Solar Technology Co Ltd | PS655L7GFH-24/TBH (IEC 61215-2021) | 2025-09-15 | 2028-09-15 | Yes
Phono Solar Technology Co Ltd | PS660L7GFH-24/TBH (IEC 61215-2021) | 2025-09-15 | 2028-09-15 | Yes
Phono Solar Technology Co Ltd | PS710M13GFH-22/WSHW (IEC 61215-2021) | 2025-01-14 | 2028-01-14 | Yes
Phono Solar Technology Co Ltd | PS715M13GFH-22/WSHW (IEC 61215-2021) | 2025-01-14 | 2028-01-14 | Yes
Phono Solar Technology Co Ltd | PS720M13GFH-22/WSHW (IEC 61215-2021) | 2025-01-14 | 2028-01-14 | Yes
Phono Solar Technology Co Ltd | PS725M13GFH-22/WSHW (IEC 61215-2021) | 2025-01-14 | 2028-01-14 | Yes
POWER BAY PTY LTD | PB-DH108NE.A-500 (IEC 61215-2021) | 2025-08-05 | 2028-08-05 | Yes
POWER BAY PTY LTD | PB-DH108NE.A-505 (IEC 61215-2021) | 2025-08-05 | 2028-08-05 | Yes
POWER BAY PTY LTD | PB-DH108NE.A-510 (IEC 61215-2021) | 2025-08-05 | 2028-08-05 | Yes
POWER BAY PTY LTD | PB-DH108NE.A-515 (IEC 61215-2021) | 2025-08-05 | 2028-08-05 | Yes
POWER BAY PTY LTD | PB-DH132NC-705 (IEC 61215-2021) | 2025-08-05 | 2028-08-05 | Yes
POWER BAY PTY LTD | PB-DH132NC-710 (IEC 61215-2021) | 2025-08-05 | 2028-08-05 | Yes
POWER BAY PTY LTD | PB-DH132NC-715 (IEC 61215-2021) | 2025-08-05 | 2028-08-05 | Yes
POWER BAY PTY LTD | PB-DH132NC-720 (IEC 61215-2021) | 2025-08-05 | 2028-08-05 | Yes
POWER BAY PTY LTD | PB-DH132NE-615 (IEC 61215-2021) | 2025-08-05 | 2028-08-05 | Yes
POWER BAY PTY LTD | PB-DH132NE-620 (IEC 61215-2021) | 2025-08-05 | 2028-08-05 | Yes
POWER BAY PTY LTD | PB-DH132NE-625 (IEC 61215-2021) | 2025-08-05 | 2028-08-05 | Yes
POWER BAY PTY LTD | PB-DH132NE-630 (IEC 61215-2021) | 2025-08-05 | 2028-08-05 | Yes
POWER BAY PTY LTD | PB-DH96NE.A-440 (IEC 61215-2021) | 2025-08-05 | 2028-08-05 | Yes
POWER BAY PTY LTD | PB-DH96NE.A-445 (IEC 61215-2021) | 2025-08-05 | 2028-08-05 | Yes
POWER BAY PTY LTD | PB-DH96NE.A-450 (IEC 61215-2021) | 2025-08-05 | 2028-08-05 | Yes
POWER BAY PTY LTD | PB-DH96NE.A-455 (IEC 61215-2021) | 2025-08-05 | 2028-08-05 | Yes
POWER BAY PTY LTD | PB-DH96NE.A-460 (IEC 61215-2021) | 2025-08-05 | 2028-08-05 | Yes
POWER BAY PTY LTD | PB-DH96NE-440 (IEC 61215-2021) | 2025-08-05 | 2028-08-05 | Yes
POWER BAY PTY LTD | PB-DH96NE-450 (IEC 61215-2021) | 2025-08-05 | 2028-08-05 | Yes
POWER BAY PTY LTD | PB-DH96NE-460 (IEC 61215-2021) | 2025-08-05 | 2028-08-05 | Yes
QINGDAO NAHUI PHOTOVOLTAIC NEW ENERGY CO LTD | NHO108-410MN (IEC 61215-2021) | 2024-11-11 | 2027-11-11 | Yes
QINGDAO NAHUI PHOTOVOLTAIC NEW ENERGY CO LTD | NHO108-410MNB (IEC 61215-2021) | 2024-11-11 | 2027-11-11 | Yes
QINGDAO NAHUI PHOTOVOLTAIC NEW ENERGY CO LTD | NHO108-420MN (IEC 61215-2021) | 2024-11-11 | 2027-11-11 | Yes
QINGDAO NAHUI PHOTOVOLTAIC NEW ENERGY CO LTD | NHO108-420MNB (IEC 61215-2021) | 2024-11-11 | 2027-11-11 | Yes
QINGDAO NAHUI PHOTOVOLTAIC NEW ENERGY CO LTD | NHO108-430MN (IEC 61215-2021) | 2024-11-11 | 2027-11-11 | Yes
QINGDAO NAHUI PHOTOVOLTAIC NEW ENERGY CO LTD | NHO108-430MNB (IEC 61215-2021) | 2024-11-11 | 2027-11-11 | Yes
QINGDAO NAHUI PHOTOVOLTAIC NEW ENERGY CO LTD | NHO108-440MN (IEC 61215-2021) | 2024-11-11 | 2027-11-11 | Yes
QINGDAO NAHUI PHOTOVOLTAIC NEW ENERGY CO LTD | NHO108-440MNB (IEC 61215-2021) | 2024-11-11 | 2027-11-11 | Yes
QINGDAO NAHUI PHOTOVOLTAIC NEW ENERGY CO LTD | NHO120-460MNB (IEC 61215-2021) | 2024-11-11 | 2027-11-11 | Yes
QINGDAO NAHUI PHOTOVOLTAIC NEW ENERGY CO LTD | NHO120-470MNB (IEC 61215-2021) | 2024-11-11 | 2027-11-11 | Yes
QINGDAO NAHUI PHOTOVOLTAIC NEW ENERGY CO LTD | NHO120-480MNB (IEC 61215-2021) | 2024-11-11 | 2027-11-11 | Yes
QINGDAO NAHUI PHOTOVOLTAIC NEW ENERGY CO LTD | NHO120-490MNB (IEC 61215-2021) | 2024-11-11 | 2027-11-11 | Yes
QINGDAO NAHUI PHOTOVOLTAIC NEW ENERGY CO LTD | NHO132-670MN (IEC 61215-2021) | 2024-11-11 | 2027-11-11 | Yes
QINGDAO NAHUI PHOTOVOLTAIC NEW ENERGY CO LTD | NHO132-680MN (IEC 61215-2021) | 2024-11-11 | 2027-11-11 | Yes
QINGDAO NAHUI PHOTOVOLTAIC NEW ENERGY CO LTD | NHO132-690MN (IEC 61215-2021) | 2024-11-11 | 2027-11-11 | Yes
QINGDAO NAHUI PHOTOVOLTAIC NEW ENERGY CO LTD | NHO132-700MN (IEC 61215-2021) | 2024-11-11 | 2027-11-11 | Yes
QINGDAO NAHUI PHOTOVOLTAIC NEW ENERGY CO LTD | NHO144-550MN (IEC 61215-2021) | 2024-11-11 | 2027-11-11 | Yes
QINGDAO NAHUI PHOTOVOLTAIC NEW ENERGY CO LTD | NHO144-560MN (IEC 61215-2021) | 2024-11-11 | 2027-11-11 | Yes
QINGDAO NAHUI PHOTOVOLTAIC NEW ENERGY CO LTD | NHO144-570MN (IEC 61215-2021) | 2024-11-11 | 2027-11-11 | Yes
QINGDAO NAHUI PHOTOVOLTAIC NEW ENERGY CO LTD | NHO144-580MN (IEC 61215-2021) | 2024-11-11 | 2027-11-11 | Yes
REA POWER PTY LTD | REA-HD108N-430 | 2023-05-19 | 2025-03-31 | Yes
REA POWER PTY LTD | REA-HD108N-440 | 2023-05-19 | 2025-03-31 | Yes
REA POWER PTY LTD | REA-HD108N-440 (IEC 61215-2021) | 2025-06-13 | 2028-06-13 | Yes
REA POWER PTY LTD | REA-HD108N-450 (IEC 61215-2021) | 2025-02-18 | 2028-02-18 | Yes
REA POWER PTY LTD | REA-HD210B132-725 (IEC 61215-2021) | 2025-02-18 | 2028-02-18 | Yes
REA POWER PTY LTD | REA-HD96R-460 (IEC 61215-2021) | 2025-02-18 | 2028-02-18 | Yes
REA POWER PTY LTD | REA-HDN108RS-500 (IEC 61215-2021) | 2025-02-18 | 2028-02-18 | Yes
REA POWER PTY LTD | REA-HDN108RS-505 (IEC 61215-2021) | 2025-02-18 | 2028-02-18 | Yes
REA POWER PTY LTD | REA-HDN108RS-510 (IEC 61215-2021) | 2025-02-18 | 2028-02-18 | Yes
REA POWER PTY LTD | REA-HDN108RS-520 (IEC 61215-2021) | 2025-02-18 | 2028-02-18 | Yes
REA POWER PTY LTD | REA-HDN210B132-700 (IEC 61215-2021) | 2025-02-18 | 2028-02-18 | Yes
REA POWER PTY LTD | REA-HDN210B132-710 (IEC 61215-2021) | 2025-02-18 | 2028-02-18 | Yes
REA POWER PTY LTD | REA-HDN210B132-720 (IEC 61215-2021) | 2025-02-18 | 2028-02-18 | Yes
REA POWER PTY LTD | REA-HDN96R-DSN-450 (IEC 61215-2021) | 2025-02-18 | 2028-02-18 | Yes
REA POWER PTY LTD | REA-HDN96R-DSN-460 (IEC 61215-2021) | 2025-02-18 | 2028-02-18 | Yes
REA POWER PTY LTD | REA-HSN108RSB-530 (IEC 61215-2021) | 2025-02-18 | 2028-02-18 | Yes
REA POWER PTY LTD | REA-HSN96R-DSB-465 (IEC 61215-2021) | 2025-02-18 | 2028-02-18 | Yes
REA POWER PTY LTD | REA-HSN96R-DSB-470 (IEC 61215-2021) | 2025-02-18 | 2028-02-18 | Yes
REC Solar Pte Ltd | REC370TP4 | 2021-07-23 | 2025-03-31 | Yes
REC Solar Pte Ltd | REC390TP5 Black | 2022-12-20 | 2025-03-31 | Yes
REC Solar Pte Ltd | REC395TP5 | 2022-12-20 | 2025-03-31 | Yes
REC Solar Pte Ltd | REC395TP5 Black | 2022-12-20 | 2025-03-31 | Yes
REC Solar Pte Ltd | REC400AA Pure-R | 2022-09-19 | 2025-03-31 | Yes
REC Solar Pte Ltd | REC400AA Pure-R (IEC 61215-2021) | 2024-04-16 | 2028-12-09 | Yes
REC Solar Pte Ltd | REC400TP5 | 2022-12-20 | 2025-03-31 | Yes
REC Solar Pte Ltd | REC400TP5 Black | 2022-12-20 | 2025-03-31 | Yes
REC Solar Pte Ltd | REC405TP5 | 2022-12-20 | 2025-03-31 | Yes
REC Solar Pte Ltd | REC405TP5 Black | 2022-12-20 | 2025-03-31 | Yes
REC Solar Pte Ltd | REC410AA Pure-R | 2022-09-19 | 2025-03-31 | Yes
REC Solar Pte Ltd | REC410AA Pure-R (IEC 61215-2021) | 2024-04-16 | 2028-12-09 | Yes
REC Solar Pte Ltd | REC410TP5 | 2022-12-20 | 2025-03-31 | Yes
REC Solar Pte Ltd | REC410TP5 Black | 2022-12-20 | 2025-03-31 | Yes
REC Solar Pte Ltd | REC420AA Pure-R | 2023-03-01 | 2025-03-31 | Yes
REC Solar Pte Ltd | REC420AA Pure-R (IEC 61215-2021) | 2024-04-16 | 2028-12-09 | Yes
REC Solar Pte Ltd | REC430AA Pure-R | 2023-03-01 | 2025-03-31 | Yes
REC Solar Pte Ltd | REC430AA Pure-R (IEC 61215-2021) | 2024-04-16 | 2028-12-09 | Yes
REC Solar Pte Ltd | REC440AA Pure-RX (IEC 61215-2021) | 2024-04-16 | 2027-04-16 | Yes
REC Solar Pte Ltd | REC445AA Pure-RX (IEC 61215-2021) | 2024-04-16 | 2027-04-16 | Yes
REC Solar Pte Ltd | REC450AA Pure-RX (IEC 61215-2021) | 2024-04-16 | 2028-12-09 | Yes
REC Solar Pte Ltd | REC455AA Pure-RX (IEC 61215-2021) | 2024-04-16 | 2027-04-16 | Yes
REC Solar Pte Ltd | REC460AA Pure-RX (IEC 61215-2021) | 2024-04-16 | 2028-12-09 | Yes
REC Solar Pte Ltd | REC465AA Pure-RX (IEC 61215-2021) | 2024-04-16 | 2027-04-16 | Yes
REC Solar Pte Ltd | REC470AA Pure-RX (IEC 61215-2021) | 2024-04-16 | 2028-12-09 | Yes
REC Solar Pte Ltd | REC590AA Pro MG (IEC 61215-2021) | 2025-01-16 | 2028-01-16 | Yes
REC Solar Pte Ltd | REC600AA Pro MG (IEC 61215-2021) | 2025-01-16 | 2028-01-16 | Yes
REC Solar Pte Ltd | REC610AA Pro MG (IEC 61215-2021) | 2025-01-16 | 2028-01-16 | Yes
REC Solar Pte Ltd | REC620AA Pro M (IEC 61215-2021) | 2025-01-16 | 2028-12-09 | Yes
REC Solar Pte Ltd | REC630AA Pro M (IEC 61215-2021) | 2025-01-16 | 2028-12-09 | Yes
REC Solar Pte Ltd | REC640AA Pro M (IEC 61215-2021) | 2025-01-16 | 2028-12-09 | Yes
Renesola Co Ltd | RS41-440N-E3 (IEC 61215-2021) | 2024-09-18 | 2027-09-18 | Yes
Renesola Co Ltd | RS41-440NX-E3 (IEC 61215-2021) | 2024-09-18 | 2027-09-18 | Yes
Renesola Co Ltd | RS41H-450NBG-E1 (IEC 61215-2021) | 2024-09-06 | 2027-09-06 | Yes
Renesola Co Ltd | RS41H-450NXG-E1 (IEC 61215-2021) | 2024-09-06 | 2027-09-06 | Yes
Renesola Co Ltd | RS41H-455NBG-E1 (IEC 61215-2021) | 2024-09-06 | 2027-09-06 | Yes
Renesola Co Ltd | RS41H-455NXG-E1 (IEC 61215-2021) | 2024-09-06 | 2027-09-06 | Yes
Renesola Co Ltd | RS41H-460NBG-E1 (IEC 61215-2021) | 2024-09-06 | 2027-09-06 | Yes
Renesola Co Ltd | RS41H-460NXG-E1 (IEC 61215-2021) | 2024-09-06 | 2027-09-06 | Yes
Renesola Co Ltd | RS4-470N-E1 (IEC 61215-2021) | 2024-09-18 | 2027-09-18 | Yes
Renesola Co Ltd | RS4-470NX-E1 (IEC 61215-2021) | 2024-09-18 | 2027-09-18 | Yes
Renesola Co Ltd | RS4-475N-E1 (IEC 61215-2021) | 2024-09-18 | 2027-09-18 | Yes
Renesola Co Ltd | RS4-480N-E1 (IEC 61215-2021) | 2024-09-18 | 2027-09-18 | Yes
Renesola Co Ltd | RS4-490N-E1 (IEC 61215-2021) | 2024-09-18 | 2027-09-18 | Yes
Renesola Co Ltd | RS6-570N-E3 (IEC 61215-2021) | 2024-09-18 | 2027-09-18 | Yes
Renesola Co Ltd | RS6-575NBG-E3 (IEC 61215-2021) | 2024-09-06 | 2027-09-06 | Yes
Renesola Co Ltd | RS6-575N-E3 (IEC 61215-2021) | 2024-09-18 | 2027-09-18 | Yes
Renesola Co Ltd | RS6-580NBG-E3 (IEC 61215-2021) | 2024-09-06 | 2027-09-06 | Yes
Renesola Co Ltd | RS6-580N-E3 (IEC 61215-2021) | 2024-09-18 | 2027-09-18 | Yes
Renesola Co Ltd | RS6-585NBG-E3 (IEC 61215-2021) | 2024-09-06 | 2027-09-06 | Yes
Renesola Co Ltd | RS6-585N-E3 (IEC 61215-2021) | 2024-09-18 | 2027-09-18 | Yes
Risen Energy Co Ltd | RSM108-10-440BNDG | 2023-11-28 | 2025-03-31 | Yes
Risen Energy Co Ltd | RSM108-10-440NDG (IEC 61215-2021) | 2024-09-06 | 2027-09-06 | Yes
Risen Energy Co Ltd | RSM108-10-450NDG (IEC 61215-2021) | 2024-09-06 | 2027-09-06 | Yes
Risen Energy Co Ltd | RSM108-10-455NDG (IEC 61215-2021) | 2024-09-06 | 2027-09-06 | Yes
Risen Energy Co Ltd | RSM108-10-460NDG (IEC 61215-2021) | 2024-09-06 | 2027-09-06 | Yes
Risen Energy Co Ltd | RSM108-11-495BNDG (IEC 61215-2021) | 2025-01-21 | 2028-01-21 | Yes
Risen Energy Co Ltd | RSM108-11-500BNDG (IEC 61215-2021) | 2025-01-21 | 2028-01-21 | Yes
Risen Energy Co Ltd | RSM108-11-505BNDG (IEC 61215-2021) | 2025-01-21 | 2028-01-21 | Yes
Risen Energy Co Ltd | RSM108-11-510BNDG (IEC 61215-2021) | 2025-01-21 | 2028-01-21 | Yes
Risen Energy Co Ltd | RSM108-11-515BNDG (IEC 61215-2021) | 2025-01-21 | 2028-01-21 | Yes
Risen Energy Co Ltd | RSM108-9-440N | 2021-04-28 | 2025-03-31 | Yes
Risen Energy Co Ltd | RSM108-9-440N (IEC 61215-2021) | 2024-09-04 | 2027-09-04 | Yes
Risen Energy Co Ltd | RSM108-9-440NDG (IEC 61215-2021) | 2024-09-06 | 2027-09-06 | Yes
Risen Energy Co Ltd | RSM110-8-545M (IEC 61215-2021) | 2025-01-15 | 2028-01-15 | Yes
Risen Energy Co Ltd | RSM110-8-550M (IEC 61215-2021) | 2025-01-15 | 2028-01-15 | Yes
Risen Energy Co Ltd | RSM110-8-555M (IEC 61215-2021) | 2025-01-15 | 2028-01-15 | Yes
Risen Energy Co Ltd | RSM110-8-580BHDG (IEC 61215-2021) | 2025-01-15 | 2028-01-15 | Yes
Risen Energy Co Ltd | RSM110-8-585BHDG | 2023-11-28 | 2025-03-31 | Yes
Risen Energy Co Ltd | RSM110-8-585BHDG (IEC 61215-2021) | 2024-09-06 | 2027-09-06 | Yes
Risen Energy Co Ltd | RSM110-8-590BHDG | 2023-11-28 | 2025-03-31 | Yes
Risen Energy Co Ltd | RSM110-8-590BHDG (IEC 61215-2021) | 2024-09-06 | 2027-09-06 | Yes
Risen Energy Co Ltd | RSM110-8-595BHDG (IEC 61215-2021) | 2024-09-06 | 2027-09-06 | Yes
Risen Energy Co Ltd | RSM110-8-600BHDG (IEC 61215-2021) | 2024-09-06 | 2027-09-06 | Yes
Risen Energy Co Ltd | RSM110-8-605BHDG (IEC 61215-2021) | 2025-07-02 | 2028-07-02 | Yes
Risen Energy Co Ltd | RSM110-8-610BHDG (IEC 61215-2021) | 2025-07-02 | 2028-07-02 | Yes
Risen Energy Co Ltd | RSM110-8-615BHDG (IEC 61215-2021) | 2025-07-02 | 2028-07-02 | Yes
Risen Energy Co Ltd | RSM110-8-620BHDG (IEC 61215-2021) | 2025-07-02 | 2028-07-02 | Yes
Risen Energy Co Ltd | RSM130-8-440M | 2021-04-28 | 2025-03-31 | Yes
Risen Energy Co Ltd | RSM130-8-440M (IEC 61215-2021) | 2025-01-15 | 2028-01-15 | Yes
Risen Energy Co Ltd | RSM132-11-610BNDG (IEC 61215-2021) | 2025-01-21 | 2028-01-21 | Yes
Risen Energy Co Ltd | RSM132-11-615BNDG (IEC 61215-2021) | 2025-01-21 | 2028-01-21 | Yes
Risen Energy Co Ltd | RSM132-11-620BNDG (IEC 61215-2021) | 2025-01-21 | 2028-01-21 | Yes
Risen Energy Co Ltd | RSM132-11-625BNDG (IEC 61215-2021) | 2025-01-21 | 2028-01-21 | Yes
Risen Energy Co Ltd | RSM132-11-630BNDG (IEC 61215-2021) | 2025-01-21 | 2028-01-21 | Yes
Risen Energy Co Ltd | RSM132-11-635BNDG (IEC 61215-2021) | 2025-07-02 | 2028-07-02 | Yes
Risen Energy Co Ltd | RSM132-8-695BHDG (IEC 61215-2021) | 2025-01-15 | 2028-01-15 | Yes
Risen Energy Co Ltd | RSM132-8-700BHDG (IEC 61215-2021) | 2025-01-15 | 2028-01-15 | Yes
Risen Energy Co Ltd | RSM132-8-705BHDG (IEC 61215-2021) | 2025-01-15 | 2028-01-15 | Yes
Risen Energy Co Ltd | RSM132-8-705BNDG (IEC 61215-2021) | 2025-07-02 | 2028-07-02 | Yes
Risen Energy Co Ltd | RSM132-8-710BHDG (IEC 61215-2021) | 2024-09-06 | 2027-09-06 | Yes
Risen Energy Co Ltd | RSM132-8-710BNDG (IEC 61215-2021) | 2025-07-02 | 2028-07-02 | Yes
Risen Energy Co Ltd | RSM132-8-715BHDG (IEC 61215-2021) | 2024-09-06 | 2027-09-06 | Yes
Risen Energy Co Ltd | RSM132-8-715BNDG (IEC 61215-2021) | 2025-07-02 | 2028-07-02 | Yes
Risen Energy Co Ltd | RSM132-8-720BHDG (IEC 61215-2021) | 2024-09-06 | 2027-09-06 | Yes
Risen Energy Co Ltd | RSM132-8-720BNDG (IEC 61215-2021) | 2025-07-02 | 2028-07-02 | Yes
Risen Energy Co Ltd | RSM132-8-725BHDG (IEC 61215-2021) | 2024-09-06 | 2027-09-06 | Yes
Risen Energy Co Ltd | RSM132-8-725BNDG (IEC 61215-2021) | 2025-07-02 | 2028-07-02 | Yes
Risen Energy Co Ltd | RSM132-8-730BHDG (IEC 61215-2021) | 2024-09-06 | 2027-09-06 | Yes
Risen Energy Co Ltd | RSM132-8-730BNDG (IEC 61215-2021) | 2025-07-02 | 2028-07-02 | Yes
Risen Energy Co Ltd | RSM132-8-735BHDG (IEC 61215-2021) | 2025-01-21 | 2028-01-21 | Yes
Risen Energy Co Ltd | RSM132-8-740BHDG (IEC 61215-2021) | 2025-01-21 | 2028-01-21 | Yes
Risen Energy Co Ltd | RSM132-8-745BHDG (IEC 61215-2021) | 2025-01-21 | 2028-01-21 | Yes
Risen Energy Co Ltd | RSM144-10-605BNDG (IEC 61215-2021) | 2024-09-06 | 2027-09-06 | Yes
Risen Energy Co Ltd | RSM144-10-610BNDG (IEC 61215-2021) | 2024-09-06 | 2027-09-06 | Yes
Risen Energy Co Ltd | RSM144-10-615BNDG (IEC 61215-2021) | 2025-01-15 | 2028-01-15 | Yes
Risen Energy Co Ltd | RSM144-10-620BNDG (IEC 61215-2021) | 2025-01-15 | 2028-01-15 | Yes
Risen Energy Co Ltd | RSM144-10-625BNDG (IEC 61215-2021) | 2025-01-15 | 2028-01-15 | Yes
Risen Energy Co Ltd | RSM144-10-630BNDG (IEC 61215-2021) | 2025-01-15 | 2028-01-15 | Yes
Risen Energy Co Ltd | RSM144-9-545BMDG (IEC 61215-2021) | 2025-01-15 | 2028-01-15 | Yes
Risen Energy Co Ltd | RSM144-9-545M | 2024-01-23 | 2025-03-31 | Yes
Risen Energy Co Ltd | RSM144-9-545M (IEC 61215-2021) | 2025-01-15 | 2028-01-15 | Yes
Risen Energy Co Ltd | RSM144-9-550BMDG (IEC 61215-2021) | 2025-01-15 | 2028-01-15 | Yes
Risen Energy Co Ltd | RSM144-9-550M | 2021-04-28 | 2025-03-31 | Yes
Risen Energy Co Ltd | RSM144-9-550M (IEC 61215-2021) | 2025-01-15 | 2028-01-15 | Yes
Risen Energy Co Ltd | RSM144-9-555M (IEC 61215-2021) | 2025-01-15 | 2028-01-15 | Yes
Risen Energy Co Ltd | RSM144-9-580BNDG | 2023-11-28 | 2025-03-31 | Yes
Risen Energy Co Ltd | RSM144-9-580BNDG (IEC 61215-2021) | 2024-09-06 | 2027-09-06 | Yes
Risen Energy Co Ltd | RSM144-9-585BNDG (IEC 61215-2021) | 2024-09-06 | 2027-09-06 | Yes
Risen Energy Co Ltd | RSM144-9-590BNDG (IEC 61215-2021) | 2024-09-06 | 2027-09-06 | Yes
Risen Energy Co Ltd | RSM144-9-595BNDG (IEC 61215-2021) | 2025-01-15 | 2028-01-15 | Yes
Risen Energy Co Ltd | RSM144-9-600BNDG (IEC 61215-2021) | 2025-07-02 | 2028-07-02 | Yes
Risen Energy Co Ltd | RSM144-9-605BNDG (IEC 61215-2021) | 2025-07-02 | 2028-07-02 | Yes
Risen Energy Co Ltd | RSM144-9-610BNDG (IEC 61215-2021) | 2025-07-02 | 2028-07-02 | Yes
Risen Energy Co Ltd | RSM156-9-640BNDG (IEC 61215-2021) | 2025-01-21 | 2028-01-21 | Yes
Risen Energy Co Ltd | RSM156-9-645BNDG (IEC 61215-2021) | 2025-01-21 | 2028-01-21 | Yes
Risen Energy Co Ltd | RSM156-9-650BNDG (IEC 61215-2021) | 2025-07-02 | 2028-07-02 | Yes
Risen Energy Co Ltd | RSM156-9-655BNDG (IEC 61215-2021) | 2025-07-02 | 2028-07-02 | Yes
Risen Energy Co Ltd | RSM156-9-660BNDG (IEC 61215-2021) | 2025-07-02 | 2028-07-02 | Yes
Risen Energy Co Ltd | RSM40-8-390M | 2021-04-28 | 2025-03-31 | Yes
Risen Energy Co Ltd | RSM40-8-390M (IEC 61215-2021) | 2025-01-15 | 2028-01-15 | Yes
Risen Energy Co Ltd | RSM40-8-415M | 2021-04-28 | 2025-03-31 | Yes
Risen Energy Co Ltd | RSM40-8-415M (IEC 61215-2021) | 2025-01-15 | 2028-01-15 | Yes
Risen Energy Co Ltd | RSM96-11-440BNDG (IEC 61215-2021) | 2025-01-21 | 2028-01-21 | Yes
Risen Energy Co Ltd | RSM96-11-445BNDG (IEC 61215-2021) | 2025-01-21 | 2028-01-21 | Yes
Risen Energy Co Ltd | RSM96-11-450BNDG (IEC 61215-2021) | 2025-01-21 | 2028-01-21 | Yes
Risen Energy Co Ltd | RSM96-11-455BNDG (IEC 61215-2021) | 2025-01-21 | 2028-01-21 | Yes
Risen Energy Co Ltd | RSM96-11-460BNDG (IEC 61215-2021) | 2025-01-21 | 2028-01-21 | Yes
Risen Energy Co Ltd | RSM96-11-465BNDG (IEC 61215-2021) | 2025-07-02 | 2028-07-02 | Yes
Risen Energy Co Ltd | RSM96-11-470BNDG (IEC 61215-2021) | 2025-07-02 | 2028-07-02 | Yes
Risen Energy Co Ltd | RSM96-11-475BNDG (IEC 61215-2021) | 2025-07-02 | 2028-07-02 | Yes
Sany Silicon Energy (Zhuzhou) Co Ltd | SYMN108TBDB425 (IEC 61215-2021) | 2025-07-04 | 2028-07-04 | Yes
Sany Silicon Energy (Zhuzhou) Co Ltd | SYMN108TBDB430 (IEC 61215-2021) | 2025-07-04 | 2028-07-04 | Yes
Sany Silicon Energy (Zhuzhou) Co Ltd | SYMN108TBDB435 (IEC 61215-2021) | 2025-07-04 | 2028-07-04 | Yes
Sany Silicon Energy (Zhuzhou) Co Ltd | SYMN108TBDB440 (IEC 61215-2021) | 2025-07-04 | 2028-07-04 | Yes
Sany Silicon Energy (Zhuzhou) Co Ltd | SYMN108TBDB445 (IEC 61215-2021) | 2025-07-04 | 2028-07-04 | Yes
Sany Silicon Energy (Zhuzhou) Co Ltd | SYMN108TBDFB425 (IEC 61215-2021) | 2025-07-04 | 2028-07-04 | Yes
Sany Silicon Energy (Zhuzhou) Co Ltd | SYMN108TBDFB430 (IEC 61215-2021) | 2025-07-04 | 2028-07-04 | Yes
Sany Silicon Energy (Zhuzhou) Co Ltd | SYMN108TBDFB435 (IEC 61215-2021) | 2025-07-04 | 2028-07-04 | Yes
Sany Silicon Energy (Zhuzhou) Co Ltd | SYMN108TBDFB440 (IEC 61215-2021) | 2025-07-04 | 2028-07-04 | Yes
Sany Silicon Energy (Zhuzhou) Co Ltd | SYMN108TBDFB445 (IEC 61215-2021) | 2025-07-04 | 2028-07-04 | Yes
Sany Silicon Energy (Zhuzhou) Co Ltd | SYMN144TBD575 (IEC 61215-2021) | 2025-07-04 | 2028-07-04 | Yes
Sany Silicon Energy (Zhuzhou) Co Ltd | SYMN144TBD580 (IEC 61215-2021) | 2025-07-04 | 2028-07-04 | Yes
Sany Silicon Energy (Zhuzhou) Co Ltd | SYMN144TBD585 (IEC 61215-2021) | 2025-07-04 | 2028-07-04 | Yes
Sany Silicon Energy (Zhuzhou) Co Ltd | SYMN144TBD590 (IEC 61215-2021) | 2025-07-04 | 2028-07-04 | Yes
Sany Silicon Energy (Zhuzhou) Co Ltd | SYMN144TBD595 (IEC 61215-2021) | 2025-07-04 | 2028-07-04 | Yes
Sany Silicon Energy (Zhuzhou) Co Ltd | SYMN156TBD625 (IEC 61215-2021) | 2025-07-04 | 2028-07-04 | Yes
Sany Silicon Energy (Zhuzhou) Co Ltd | SYMN156TBD630 (IEC 61215-2021) | 2025-07-04 | 2028-07-04 | Yes
Sany Silicon Energy (Zhuzhou) Co Ltd | SYMN156TBD635 (IEC 61215-2021) | 2025-07-04 | 2028-07-04 | Yes
Sany Silicon Energy (Zhuzhou) Co Ltd | SYMN156TBD640 (IEC 61215-2021) | 2025-07-04 | 2028-07-04 | Yes
Sany Silicon Energy (Zhuzhou) Co Ltd | SYMN156TBD645 (IEC 61215-2021) | 2025-07-04 | 2028-07-04 | Yes
Seraphim Solar System Co Ltd | SRP-415-BMD-BG | 2023-03-17 | 2025-03-31 | Yes
Seraphim Solar System Co Ltd | SRP-415-BMD-HV | 2023-03-17 | 2025-03-31 | Yes
Seraphim Solar System Co Ltd | SRP-440-BTD-BG | 2023-03-17 | 2025-03-31 | Yes
Seraphim Solar System Co Ltd | SRP-440-BTD-HV | 2023-03-17 | 2025-03-31 | Yes
Seraphim Solar System Co Ltd | SRP-605-BMB-HV | 2023-03-17 | 2025-03-31 | Yes
Shanghai Aerospace Automobile Electromechanical Co Ltd | HT40-18X(ND)-330 (IEC 61215-2021) | 2024-09-16 | 2027-09-16 | Yes
Shanghai Aerospace Automobile Electromechanical Co Ltd | HT40-18X(ND)-F-330 (IEC 61215-2021) | 2024-09-16 | 2027-09-16 | Yes
Shanghai Aerospace Automobile Electromechanical Co Ltd | HT48-18X(N)-455 (IEC 61215-2021) | 2024-09-18 | 2027-09-18 | Yes
Shanghai Aerospace Automobile Electromechanical Co Ltd | HT48-18X(ND)-395 (IEC 61215-2021) | 2024-09-16 | 2027-09-16 | Yes
Shanghai Aerospace Automobile Electromechanical Co Ltd | HT48-18X(ND)-F-395 (IEC 61215-2021) | 2024-09-16 | 2027-09-16 | Yes
Shanghai Aerospace Automobile Electromechanical Co Ltd | HT54-18X(N)-430 | 2023-04-28 | 2025-03-31 | Yes
Shanghai Aerospace Automobile Electromechanical Co Ltd | HT54-18X(N)-435 | 2023-04-28 | 2025-03-31 | Yes
Shanghai Aerospace Automobile Electromechanical Co Ltd | HT54-18X(N)-440 | 2023-04-28 | 2025-03-31 | Yes
Shanghai Aerospace Automobile Electromechanical Co Ltd | HT54-18X(N)-440 (IEC 61215-2021) | 2024-09-18 | 2027-09-18 | Yes
Shanghai Aerospace Automobile Electromechanical Co Ltd | HT54-18X(N)-470 (IEC 61215-2021) | 2024-09-18 | 2027-09-18 | Yes
Shanghai Aerospace Automobile Electromechanical Co Ltd | HT54-18X(N)-475 (IEC 61215-2021) | 2024-09-18 | 2027-09-18 | Yes
Shanghai Aerospace Automobile Electromechanical Co Ltd | HT54-18X(N)-510 (IEC 61215-2021) | 2024-09-18 | 2027-09-18 | Yes
Shanghai Aerospace Automobile Electromechanical Co Ltd | HT54-18X(ND)-F-425 | 2023-04-28 | 2025-03-31 | Yes
Shanghai Aerospace Automobile Electromechanical Co Ltd | HT54-18X(ND)-F-430 | 2023-04-28 | 2025-03-31 | Yes
Shanghai Aerospace Automobile Electromechanical Co Ltd | HT54-18X(ND)-F-435 | 2023-04-28 | 2025-03-31 | Yes
Shanghai Aerospace Automobile Electromechanical Co Ltd | HT54-18X(ND)-F-440 (IEC 61215-2021) | 2024-09-16 | 2027-09-16 | Yes
Shanghai Aerospace Automobile Electromechanical Co Ltd | HT54-18X(ND)-F-460 (IEC 61215-2021) | 2024-09-16 | 2027-09-16 | Yes
Shanghai Aerospace Automobile Electromechanical Co Ltd | HT60-18X(N)-475 | 2023-04-28 | 2025-03-31 | Yes
Shanghai Aerospace Automobile Electromechanical Co Ltd | HT60-18X(N)-480 | 2023-04-28 | 2025-03-31 | Yes
Shanghai Aerospace Automobile Electromechanical Co Ltd | HT60-18X(N)-485 | 2023-04-28 | 2025-03-31 | Yes
Shanghai Aerospace Automobile Electromechanical Co Ltd | HT60-18X(N)-510 (IEC 61215-2021) | 2024-09-18 | 2027-09-18 | Yes
Shanghai Aerospace Automobile Electromechanical Co Ltd | HT60-18X(N)-520 (IEC 61215-2021) | 2024-09-18 | 2027-09-18 | Yes
Shanghai Aerospace Automobile Electromechanical Co Ltd | HT60-18X(N)-530 (IEC 61215-2021) | 2024-09-18 | 2027-09-18 | Yes
Shanghai Aerospace Automobile Electromechanical Co Ltd | HT60-18X(ND)-F-470 | 2023-04-28 | 2025-03-31 | Yes
Shanghai Aerospace Automobile Electromechanical Co Ltd | HT60-18X(ND)-F-475 | 2023-04-28 | 2025-03-31 | Yes
Shanghai Aerospace Automobile Electromechanical Co Ltd | HT60-18X(ND)-F-480 | 2023-04-28 | 2025-03-31 | Yes
Shanghai Aerospace Automobile Electromechanical Co Ltd | HT60-18X(ND)-F-510 (IEC 61215-2021) | 2024-09-16 | 2027-09-16 | Yes
Shanghai Aerospace Automobile Electromechanical Co Ltd | HT60-18X(ND)-F-515 (IEC 61215-2021) | 2024-09-16 | 2027-09-16 | Yes
Shanghai Aerospace Automobile Electromechanical Co Ltd | HT66-18X(N)-615 (IEC 61215-2021) | 2024-09-18 | 2027-09-18 | Yes
Shanghai Aerospace Automobile Electromechanical Co Ltd | HT66-18X(N)-630 (IEC 61215-2021) | 2024-09-18 | 2027-09-18 | Yes
Shanghai Aerospace Automobile Electromechanical Co Ltd | HT66-18X(ND)-F-615 (IEC 61215-2021) | 2024-09-16 | 2027-09-16 | Yes
Shanghai Aerospace Automobile Electromechanical Co Ltd | HT66-210(ND)-F-700 (IEC 61215-2021) | 2024-09-16 | 2027-09-16 | Yes
Shanghai Aerospace Automobile Electromechanical Co Ltd | HT72-18X(N)-580 | 2023-04-28 | 2025-03-31 | Yes
Shanghai Aerospace Automobile Electromechanical Co Ltd | HT72-18X(N)-585 | 2023-04-28 | 2025-03-31 | Yes
Shanghai Aerospace Automobile Electromechanical Co Ltd | HT72-18X(ND)-F-570 | 2023-04-28 | 2025-03-31 | Yes
Shanghai Aerospace Automobile Electromechanical Co Ltd | HT72-18X(ND)-F-575 | 2023-04-28 | 2025-03-31 | Yes
Shanghai JA Solar Technology Co Ltd | JAM54D40-440/LB/1500V | 2022-03-16 | 2025-03-31 | Yes
Shanghai JA Solar Technology Co Ltd | JAM54D41-440/LB/1500V | 2022-03-16 | 2025-03-31 | Yes
Shanghai JA Solar Technology Co Ltd | JAM54S30-415/MR/1500V | 2022-03-16 | 2025-03-31 | Yes
Shanghai JA Solar Technology Co Ltd | JAM54S31-390/MR/1500V | 2022-03-16 | 2025-03-31 | Yes
Shanghai JA Solar Technology Co Ltd | JAM60S10-330/MR/1000V | 2022-03-16 | 2025-03-31 | Yes
Shanghai JA Solar Technology Co Ltd | JAM60S10-330/PR/1000V | 2022-03-16 | 2025-03-31 | Yes
Shanghai JA Solar Technology Co Ltd | JAM60S20-370/MR/1000V | 2023-05-05 | 2025-03-31 | Yes
Shanghai JA Solar Technology Co Ltd | JAM60S20-390/MR/1000V | 2023-05-05 | 2025-03-31 | Yes
Shanghai JA Solar Technology Co Ltd | JAM60S20-390/MR/1500V | 2023-05-05 | 2025-03-31 | Yes
Shanghai JA Solar Technology Co Ltd | JAM66S30-500/MR/1500V | 2022-03-16 | 2025-03-31 | Yes
Shanghai JA Solar Technology Co Ltd | JAM72D20-455/MB/1500V | 2022-03-16 | 2025-03-31 | Yes
Shanghai JA Solar Technology Co Ltd | JAM72D30-545/MB/1500V | 2022-03-16 | 2025-03-31 | Yes
Shanghai JA Solar Technology Co Ltd | JAM72D40-560/GB/1500V | 2022-03-16 | 2025-03-31 | Yes
Shanghai JA Solar Technology Co Ltd | JAM72D40-570/GB/1500V | 2022-03-16 | 2025-03-31 | Yes
Shanghai JA Solar Technology Co Ltd | JAM72D40-570/MB/1500V | 2022-03-16 | 2025-03-31 | Yes
Shanghai JA Solar Technology Co Ltd | JAM72D40-575/GB/1500V | 2022-03-16 | 2025-03-31 | Yes
Shanghai JA Solar Technology Co Ltd | JAM72D40-575/MB/1500V | 2022-03-16 | 2025-03-31 | Yes
Shanghai JA Solar Technology Co Ltd | JAM72D40-580/GB/1500V | 2022-03-16 | 2025-03-31 | Yes
Shanghai JA Solar Technology Co Ltd | JAM72D40-590/LB/1500V | 2022-03-16 | 2025-03-31 | Yes
Shanghai JA Solar Technology Co Ltd | JAM72D42-625/LB/1500V | 2022-03-16 | 2025-03-31 | Yes
Shanghai JA Solar Technology Co Ltd | JAM72S10-410/MR/1000V | 2023-05-05 | 2025-03-31 | Yes
Shanghai JA Solar Technology Co Ltd | JAM72S10-415/MR/1000V | 2023-05-05 | 2025-03-31 | Yes
Shanghai JA Solar Technology Co Ltd | JAM72S10-415/MR/1500V | 2023-05-05 | 2025-03-31 | Yes
Shanghai JA Solar Technology Co Ltd | JAM72S20-460/MR/1000V | 2023-05-05 | 2025-03-31 | Yes
Shanghai JA Solar Technology Co Ltd | JAM72S20-460/MR/1500V | 2023-05-05 | 2025-03-31 | Yes
Shanghai JA Solar Technology Co Ltd | JAM72S30-540/MR/1500V | 2022-03-16 | 2025-03-31 | Yes
Shanghai JA Solar Technology Co Ltd | JAM72S30-545/MR/1500V | 2022-03-16 | 2025-03-31 | Yes
Shanghai JA Solar Technology Co Ltd | JAM72S30-550/MR/1500V | 2022-03-16 | 2025-03-31 | Yes
Shanghai JA Solar Technology Co Ltd | JAM72S30-565/LR/1500V | 2022-03-16 | 2025-03-31 | Yes
Sharp Solar Solution Asia Co Ltd | NU-JC415B (IEC 61215-2021) | 2025-03-05 | 2028-03-05 | Yes
Sharp Solar Solution Asia Co Ltd | NU-JC430B (IEC 61215-2021) | 2025-03-05 | 2028-03-05 | Yes
Sharp Solar Solution Asia Co Ltd | NU-JC440 (IEC 61215-2021) | 2025-03-05 | 2028-03-05 | Yes
Sharp Solar Solution Asia Co Ltd | NU-JD550 (IEC 61215-2021) | 2025-03-05 | 2028-03-05 | Yes
Shenzhen Aiko Digital Energy Technology Co Ltd | AIKO-A435-MAH54Mb (IEC 61215-2021) | 2024-03-14 | 2025-02-20 | Yes
Shenzhen Aiko Digital Energy Technology Co Ltd | AIKO-A440-MAH54Db (IEC 61215-2021) | 2024-08-02 | 2025-02-20 | Yes
Shenzhen Aiko Digital Energy Technology Co Ltd | AIKO-A440-MAH54Dw (IEC 61215-2021) | 2024-08-02 | 2025-02-20 | Yes
Shenzhen Aiko Digital Energy Technology Co Ltd | AIKO-A440-MAH54Mb (IEC 61215-2021) | 2024-03-14 | 2025-12-31 | Yes
Shenzhen Aiko Digital Energy Technology Co Ltd | AIKO-A440-MAH54Mw (IEC 61215-2021) | 2024-03-14 | 2025-02-20 | Yes
Shenzhen Aiko Digital Energy Technology Co Ltd | AIKO-A445-MAH54Db (IEC 61215-2021) | 2024-08-02 | 2025-02-20 | Yes
Shenzhen Aiko Digital Energy Technology Co Ltd | AIKO-A445-MAH54Dw (IEC 61215-2021) | 2024-08-02 | 2025-02-20 | Yes
Shenzhen Aiko Digital Energy Technology Co Ltd | AIKO-A445-MAH54Mb (IEC 61215-2021) | 2024-03-14 | 2025-12-31 | Yes
Shenzhen Aiko Digital Energy Technology Co Ltd | AIKO-A445-MAH54Mw (IEC 61215-2021) | 2024-03-14 | 2025-02-20 | Yes
Shenzhen Aiko Digital Energy Technology Co Ltd | AIKO-A450-MAH54Db (IEC 61215-2021) | 2024-08-02 | 2025-02-20 | Yes
Shenzhen Aiko Digital Energy Technology Co Ltd | AIKO-A450-MAH54Dw (IEC 61215-2021) | 2024-08-02 | 2025-02-20 | Yes
Shenzhen Aiko Digital Energy Technology Co Ltd | AIKO-A450-MAH54Mb (IEC 61215-2021) | 2024-03-14 | 2025-12-31 | Yes
Shenzhen Aiko Digital Energy Technology Co Ltd | AIKO-A450-MAH54Mw (IEC 61215-2021) | 2024-03-14 | 2025-12-31 | Yes
Shenzhen Aiko Digital Energy Technology Co Ltd | AIKO-A455-MAH54Db (IEC 61215-2021) | 2024-08-02 | 2025-12-31 | Yes
Shenzhen Aiko Digital Energy Technology Co Ltd | AIKO-A455-MAH54Dw (IEC 61215-2021) | 2024-08-02 | 2025-02-20 | Yes
Shenzhen Aiko Digital Energy Technology Co Ltd | AIKO-A455-MAH54Mb (IEC 61215-2021) | 2024-03-14 | 2025-12-31 | Yes
Shenzhen Aiko Digital Energy Technology Co Ltd | AIKO-A455-MAH54Mw (IEC 61215-2021) | 2024-03-14 | 2025-12-31 | Yes
Shenzhen Aiko Digital Energy Technology Co Ltd | AIKO-A460-MAH54Db (IEC 61215-2021) | 2024-08-02 | 2025-12-31 | Yes
Shenzhen Aiko Digital Energy Technology Co Ltd | AIKO-A460-MAH54Dw (IEC 61215-2021) | 2024-08-02 | 2025-02-20 | Yes
Shenzhen Aiko Digital Energy Technology Co Ltd | AIKO-A460-MAH54Mb (IEC 61215-2021) | 2024-03-14 | 2025-12-31 | Yes
Shenzhen Aiko Digital Energy Technology Co Ltd | AIKO-A460-MAH54Mw (IEC 61215-2021) | 2024-03-14 | 2025-12-31 | Yes
Shenzhen Aiko Digital Energy Technology Co Ltd | AIKO-A465-MAH54Db (IEC 61215-2021) | 2024-08-02 | 2025-12-31 | Yes
Shenzhen Aiko Digital Energy Technology Co Ltd | AIKO-A465-MAH54Dw (IEC 61215-2021) | 2024-08-02 | 2025-12-31 | Yes
Shenzhen Aiko Digital Energy Technology Co Ltd | AIKO-A465-MAH54Mw (IEC 61215-2021) | 2024-03-14 | 2025-12-31 | Yes
Shenzhen Aiko Digital Energy Technology Co Ltd | AIKO-A595-MAH72Dw (IEC 61215-2021) | 2024-08-02 | 2025-02-20 | Yes
Shenzhen Aiko Digital Energy Technology Co Ltd | AIKO-A600-MAH72Dw (IEC 61215-2021) | 2024-08-02 | 2025-02-20 | Yes
Shenzhen Aiko Digital Energy Technology Co Ltd | AIKO-A600-MAH72Mw (IEC 61215-2021) | 2024-03-14 | 2025-12-31 | Yes
Shenzhen Aiko Digital Energy Technology Co Ltd | AIKO-A605-MAH72Dw (IEC 61215-2021) | 2024-08-02 | 2025-12-31 | Yes
Shenzhen Aiko Digital Energy Technology Co Ltd | AIKO-A605-MAH72Mw (IEC 61215-2021) | 2024-03-14 | 2025-12-31 | Yes
Shenzhen Aiko Digital Energy Technology Co Ltd | AIKO-A610-MAH72Dw (IEC 61215-2021) | 2024-08-02 | 2025-12-31 | Yes
Shenzhen Aiko Digital Energy Technology Co Ltd | AIKO-A610-MAH72Mw (IEC 61215-2021) | 2024-03-14 | 2025-12-31 | Yes
Shenzhen Aiko Digital Energy Technology Co Ltd | AIKO-A615-MAH72Dw (IEC 61215-2021) | 2024-08-02 | 2025-02-20 | Yes
Shenzhen Aiko Digital Energy Technology Co Ltd | AIKO-A615-MAH72Mw (IEC 61215-2021) | 2024-03-14 | 2025-12-31 | Yes
Shenzhen Aiko Digital Energy Technology Co Ltd | AIKO-A620-MAH72Dw (IEC 61215-2021) | 2024-08-02 | 2025-02-20 | Yes
Shenzhen Aiko Digital Energy Technology Co Ltd | AIKO-A620-MAH72Mw (IEC 61215-2021) | 2024-03-14 | 2025-12-31 | Yes
Shenzhen Aiko Digital Energy Technology Co Ltd | AIKO-A625-MAH72Dw (IEC 61215-2021) | 2024-08-02 | 2025-02-20 | Yes
Shenzhen Aiko Digital Energy Technology Co Ltd | AIKO-A625-MAH72Mw (IEC 61215-2021) | 2024-03-14 | 2025-02-20 | Yes
Solahart Industries PTY LTD | Solahart440BR3 (IEC 61215-2021) | 2025-06-03 | 2028-06-03 | Yes
Solahart Industries PTY LTD | Solahart440BRB1 | 2022-02-13 | 2025-03-31 | Yes
Solahart Industries PTY LTD | Solahart440BRB2 (IEC 61215-2021) | 2024-06-21 | 2027-06-21 | Yes
Solahart Industries PTY LTD | Solahart440BRB3 (IEC 61215-2021) | 2025-06-03 | 2028-06-03 | Yes
Solahart Industries PTY LTD | Solahart440BRT3 (IEC 61215-2021) | 2025-06-03 | 2028-06-03 | Yes
Solahart Industries PTY LTD | Solahart440DR1 (IEC 61215-2021) | 2024-06-21 | 2027-06-21 | Yes
Solahart Industries PTY LTD | Solahart440R1 | 2023-12-15 | 2025-03-31 | Yes
Solahart Industries PTY LTD | Solahart440R2 (IEC 61215-2021) | 2024-06-21 | 2027-06-21 | Yes
Solahart Industries PTY LTD | Solahart445BRB2 (IEC 61215-2021) | 2024-06-21 | 2027-06-21 | Yes
Solahart Industries PTY LTD | Solahart445R2 (IEC 61215-2021) | 2024-06-21 | 2027-06-21 | Yes
Solahart Industries PTY LTD | Solahart450BR3 (IEC 61215-2021) | 2025-06-03 | 2028-06-03 | Yes
Solahart Industries PTY LTD | Solahart450BRB2 (IEC 61215-2021) | 2024-06-21 | 2027-06-21 | Yes
Solahart Industries PTY LTD | Solahart450BRB3 (IEC 61215-2021) | 2025-06-03 | 2028-06-03 | Yes
Solahart Industries PTY LTD | Solahart450BRT3 (IEC 61215-2021) | 2025-06-03 | 2028-06-03 | Yes
Solahart Industries PTY LTD | Solahart450DR1 (IEC 61215-2021) | 2024-06-21 | 2027-06-21 | Yes
Solahart Industries PTY LTD | Solahart450R2 (IEC 61215-2021) | 2024-06-21 | 2027-06-21 | Yes
Solahart Industries PTY LTD | Solahart455BR3 (IEC 61215-2021) | 2025-06-03 | 2028-06-03 | Yes
Solahart Industries PTY LTD | Solahart455BRB3 (IEC 61215-2021) | 2025-06-03 | 2028-06-03 | Yes
Solahart Industries PTY LTD | Solahart455BRT3 (IEC 61215-2021) | 2025-06-03 | 2028-06-03 | Yes
Solahart Industries PTY LTD | Solahart475DH1 | 2022-02-13 | 2025-03-31 | Yes
Solahart Industries PTY LTD | Solahart475DH2 (IEC 61215-2021) | 2024-06-21 | 2027-06-21 | Yes
Solahart Industries PTY LTD | Solahart480DH2 (IEC 61215-2021) | 2024-06-21 | 2027-06-21 | Yes
Solahart Industries PTY LTD | Solahart485DH2 (IEC 61215-2021) | 2024-06-21 | 2027-06-21 | Yes
Solahart Industries PTY LTD | Solahart490DH2 (IEC 61215-2021) | 2024-06-21 | 2027-06-21 | Yes
Solahart Industries PTY LTD | Solahart500BH3 (IEC 61215-2021) | 2025-06-03 | 2028-06-03 | Yes
Solahart Industries PTY LTD | Solahart500BHT3 (IEC 61215-2021) | 2025-06-03 | 2028-06-03 | Yes
Solahart Industries PTY LTD | Solahart510BH3 (IEC 61215-2021) | 2025-06-03 | 2028-06-03 | Yes
Solahart Industries PTY LTD | Solahart510BHT3 (IEC 61215-2021) | 2025-06-03 | 2028-06-03 | Yes
Solahart Industries PTY LTD | Solahart615BC1 (IEC 61215-2021) | 2025-06-03 | 2028-06-03 | Yes
Solahart Industries PTY LTD | Solahart620BC1 (IEC 61215-2021) | 2025-06-03 | 2028-06-03 | Yes
Solahart Industries PTY LTD | Solahart625BC1 (IEC 61215-2021) | 2025-06-03 | 2028-06-03 | Yes
Solahart Industries PTY LTD | Solahart630BC1 (IEC 61215-2021) | 2025-06-03 | 2028-06-03 | Yes
Solahart Industries PTY LTD | Solahart705BL1 (IEC 61215-2021) | 2025-06-03 | 2028-06-03 | Yes
Solahart Industries PTY LTD | Solahart710BL1 (IEC 61215-2021) | 2025-06-03 | 2028-06-03 | Yes
Solahart Industries PTY LTD | Solahart715BL1 (IEC 61215-2021) | 2025-06-03 | 2028-06-03 | Yes
SOLAR ENTERPRISES AUSTRALIA PTY LTD | PWRSMT-GC48DB440 (IEC 61215-2021) | 2025-08-06 | 2028-08-06 | Yes
SOLAR ENTERPRISES AUSTRALIA PTY LTD | PWRSMT-GC48DB440-B (IEC 61215-2021) | 2025-08-06 | 2028-08-06 | Yes
SOLAR ENTERPRISES AUSTRALIA PTY LTD | PWRSMT-GC48DB445 (IEC 61215-2021) | 2025-08-06 | 2028-08-06 | Yes
SOLAR ENTERPRISES AUSTRALIA PTY LTD | PWRSMT-GC48DB445-B (IEC 61215-2021) | 2025-08-06 | 2028-08-06 | Yes
SOLAR ENTERPRISES AUSTRALIA PTY LTD | PWRSMT-GC48DB450 (IEC 61215-2021) | 2025-08-06 | 2028-08-06 | Yes
SOLAR ENTERPRISES AUSTRALIA PTY LTD | PWRSMT-GC48DB450-B (IEC 61215-2021) | 2025-08-06 | 2028-08-06 | Yes
SOLAR ENTERPRISES AUSTRALIA PTY LTD | PWRSMT-GC48DB455 (IEC 61215-2021) | 2025-08-06 | 2028-08-06 | Yes
SOLAR ENTERPRISES AUSTRALIA PTY LTD | PWRSMT-GC48DB455-B (IEC 61215-2021) | 2025-08-06 | 2028-08-06 | Yes
SOLAR ENTERPRISES AUSTRALIA PTY LTD | PWRSMT-GC48DM470 (IEC 61215-2021) | 2025-08-06 | 2028-08-06 | Yes
SOLAR ENTERPRISES AUSTRALIA PTY LTD | PWRSMT-GC48DM470-B (IEC 61215-2021) | 2025-08-06 | 2028-08-06 | Yes
SOLAR ENTERPRISES AUSTRALIA PTY LTD | PWRSMT-GC48DM475 (IEC 61215-2021) | 2025-08-06 | 2028-08-06 | Yes
SOLAR ENTERPRISES AUSTRALIA PTY LTD | PWRSMT-GC54DB495 (IEC 61215-2021) | 2025-08-06 | 2028-08-06 | Yes
SOLAR ENTERPRISES AUSTRALIA PTY LTD | PWRSMT-GC54DB500 (IEC 61215-2021) | 2025-08-06 | 2028-08-06 | Yes
SOLAR ENTERPRISES AUSTRALIA PTY LTD | PWRSMT-GC54DB505 (IEC 61215-2021) | 2025-08-06 | 2028-08-06 | Yes
SOLAR ENTERPRISES AUSTRALIA PTY LTD | PWRSMT-GC54DB510 (IEC 61215-2021) | 2025-08-06 | 2028-08-06 | Yes
SOLAR ENTERPRISES AUSTRALIA PTY LTD | PWRSMT-GC54DB515 (IEC 61215-2021) | 2025-08-06 | 2028-08-06 | Yes
Solar N Plus New Energy Technology Co LTD | SP-N16/108H430W (IEC 61215-2021) | 2024-10-10 | 2027-10-10 | Yes
Solar N Plus New Energy Technology Co LTD | SP-N16/108H435W (IEC 61215-2021) | 2024-10-10 | 2027-10-10 | Yes
Solar N Plus New Energy Technology Co LTD | SP-N16/108H440W (IEC 61215-2021) | 2024-10-10 | 2027-10-10 | Yes
Solar N Plus New Energy Technology Co LTD | SP-N16/108HG430W (IEC 61215-2021) | 2024-10-10 | 2027-10-10 | Yes
Solar N Plus New Energy Technology Co LTD | SP-N16/108HG435W (IEC 61215-2021) | 2024-10-10 | 2027-10-10 | Yes
Solar N Plus New Energy Technology Co LTD | SP-N16/108HG440W (IEC 61215-2021) | 2024-10-10 | 2027-10-10 | Yes
Solar N Plus New Energy Technology Co LTD | SP-N16/144H575W (IEC 61215-2021) | 2024-10-10 | 2027-10-10 | Yes
Solar N Plus New Energy Technology Co LTD | SP-N16/144H580W (IEC 61215-2021) | 2024-10-10 | 2027-10-10 | Yes
Solar N Plus New Energy Technology Co LTD | SP-N16/144H585W (IEC 61215-2021) | 2024-10-10 | 2027-10-10 | Yes
Solar N Plus New Energy Technology Co LTD | SP-N16/144H590W (IEC 61215-2021) | 2024-10-10 | 2027-10-10 | Yes
Solar N Plus New Energy Technology Co LTD | SP-N16/144HG575W (IEC 61215-2021) | 2024-10-10 | 2027-10-10 | Yes
Solar N Plus New Energy Technology Co LTD | SP-N16/144HG580W (IEC 61215-2021) | 2024-10-10 | 2027-10-10 | Yes
Solar N Plus New Energy Technology Co LTD | SP-N16/144HG585W (IEC 61215-2021) | 2024-10-10 | 2027-10-10 | Yes
Solar N Plus New Energy Technology Co LTD | SP-N16/144HG590W (IEC 61215-2021) | 2024-10-10 | 2027-10-10 | Yes
Solar N Plus New Energy Technology Co LTD | SP-N16/156HG635W (IEC 61215-2021) | 2024-10-10 | 2027-10-10 | Yes
Solar N Plus New Energy Technology Co LTD | SP-N16/156HG640W (IEC 61215-2021) | 2024-10-10 | 2027-10-10 | Yes
Solar N Plus New Energy Technology Co LTD | SP-N16B/96H445W (IEC 61215-2021) | 2024-10-10 | 2027-10-10 | Yes
Solar N Plus New Energy Technology Co LTD | SP-N16B/96H450W (IEC 61215-2021) | 2024-10-10 | 2027-10-10 | Yes
Solar N Plus New Energy Technology Co LTD | SP-N16B/96HG445W (IEC 61215-2021) | 2024-10-10 | 2027-10-10 | Yes
Solar N Plus New Energy Technology Co LTD | SP-N16B/96HG450W (IEC 61215-2021) | 2024-10-10 | 2027-10-10 | Yes
SolarEdge Technologies Ltd | SPV410-R54JWML | 2023-02-15 | 2025-03-31 | Yes
SolarEdge Technologies Ltd | SPV415-R54JWML | 2023-02-15 | 2025-03-31 | Yes
SpolarPV Technology Co Ltd | SPV220-PM10-108 (IEC 61215-2021) | 2024-08-15 | 2027-08-15 | Yes
SpolarPV Technology Co Ltd | SPV280-PM10-108 (IEC 61215-2021) | 2024-08-15 | 2027-08-15 | Yes
SpolarPV Technology Co Ltd | SPV315-PM10-108 (IEC 61215-2021) | 2024-08-15 | 2027-08-15 | Yes
SpolarPV Technology Co Ltd | SPV330-PM10-108 (IEC 61215-2021) | 2024-08-15 | 2027-08-15 | Yes
SpolarPV Technology Co Ltd | SPV350-PM10-120 (IEC 61215-2021) | 2024-08-15 | 2027-08-15 | Yes
SpolarPV Technology Co Ltd | SPV375-PM6-120 (IEC 61215-2021) | 2024-08-15 | 2027-08-15 | Yes
SpolarPV Technology Co Ltd | SPV390-PM10-132 (IEC 61215-2021) | 2024-08-15 | 2027-08-15 | Yes
SpolarPV Technology Co Ltd | SPV400-PM10-108 (IEC 61215-2021) | 2024-08-15 | 2027-08-15 | Yes
SpolarPV Technology Co Ltd | SPV410-PM10-108 (IEC 61215-2021) | 2024-08-15 | 2027-08-15 | Yes
SpolarPV Technology Co Ltd | SPV430-PM10-144 (IEC 61215-2021) | 2024-08-15 | 2027-08-15 | Yes
SpolarPV Technology Co Ltd | SPV440-PM10-120 (IEC 61215-2021) | 2024-08-15 | 2027-08-15 | Yes
SpolarPV Technology Co Ltd | SPV440-PM6-144 (IEC 61215-2021) | 2024-08-15 | 2027-08-15 | Yes
SpolarPV Technology Co Ltd | SPV450-PM10-120 (IEC 61215-2021) | 2024-08-15 | 2027-08-15 | Yes
SpolarPV Technology Co Ltd | SPV450-PM6-144 (IEC 61215-2021) | 2024-08-15 | 2027-08-15 | Yes
SpolarPV Technology Co Ltd | SPV500-PM10-132 (IEC 61215-2021) | 2024-08-15 | 2027-08-15 | Yes
SpolarPV Technology Co Ltd | SPV540-PM10-144 (IEC 61215-2021) | 2024-08-15 | 2027-08-15 | Yes
SpolarPV Technology Co Ltd | SPV550-PM10-144 (IEC 61215-2021) | 2024-08-15 | 2027-08-15 | Yes
SpolarPV Technology Co Ltd | SPV595-PG12-120 (IEC 61215-2021) | 2024-08-15 | 2027-08-15 | Yes
SpolarPV Technology Co Ltd | SPV600-PG12-120 (IEC 61215-2021) | 2024-08-15 | 2027-08-15 | Yes
SpolarPV Technology Co Ltd | SPV660-PG12-132 (IEC 61215-2021) | 2024-08-15 | 2027-08-15 | Yes
SUNERGY AUSTRALIA WORKS PTY LTD | AUS435-54M-H8N (IEC 61215-2021) | 2025-03-14 | 2028-03-14 | Yes
SUNERGY AUSTRALIA WORKS PTY LTD | AUS440-54M-H8N (IEC 61215-2021) | 2025-03-14 | 2028-03-14 | Yes
SUNERGY AUSTRALIA WORKS PTY LTD | AUS445-54M-H8N (IEC 61215-2021) | 2025-03-14 | 2028-03-14 | Yes
SUNERGY AUSTRALIA WORKS PTY LTD | AUS450-54M-H8N (IEC 61215-2021) | 2025-03-14 | 2028-03-14 | Yes
SUNERGY AUSTRALIA WORKS PTY LTD | AUS480-60M-H8N (IEC 61215-2021) | 2025-03-14 | 2028-03-14 | Yes
SUNERGY AUSTRALIA WORKS PTY LTD | AUS485-60M-H8N (IEC 61215-2021) | 2025-03-14 | 2028-03-14 | Yes
SUNERGY AUSTRALIA WORKS PTY LTD | AUS490-60M-H8N (IEC 61215-2021) | 2025-03-14 | 2028-03-14 | Yes
SUNERGY AUSTRALIA WORKS PTY LTD | AUS495-60M-H8N (IEC 61215-2021) | 2025-03-14 | 2028-03-14 | Yes
SUNERGY AUSTRALIA WORKS PTY LTD | AUS500-60M-H8N (IEC 61215-2021) | 2025-03-14 | 2028-03-14 | Yes
SUNERGY AUSTRALIA WORKS PTY LTD | AUS530-66M-H8N (IEC 61215-2021) | 2025-03-14 | 2028-03-14 | Yes
SUNERGY AUSTRALIA WORKS PTY LTD | AUS535-66M-H8N (IEC 61215-2021) | 2025-03-14 | 2028-03-14 | Yes
SUNERGY AUSTRALIA WORKS PTY LTD | AUS540-66M-H8N (IEC 61215-2021) | 2025-03-14 | 2028-03-14 | Yes
SUNERGY AUSTRALIA WORKS PTY LTD | AUS545-66M-H8N (IEC 61215-2021) | 2025-03-14 | 2028-03-14 | Yes
SUNERGY AUSTRALIA WORKS PTY LTD | AUS550-66M-H8N (IEC 61215-2021) | 2025-03-14 | 2028-03-14 | Yes
SUNERGY AUSTRALIA WORKS PTY LTD | AUS575-72M-H8N (IEC 61215-2021) | 2025-03-14 | 2028-03-14 | Yes
SUNERGY AUSTRALIA WORKS PTY LTD | AUS580-72M-H8N (IEC 61215-2021) | 2025-03-14 | 2028-03-14 | Yes
SUNERGY AUSTRALIA WORKS PTY LTD | AUS585-72M-H8N (IEC 61215-2021) | 2025-03-14 | 2028-03-14 | Yes
SUNERGY AUSTRALIA WORKS PTY LTD | AUS590-72M-H8N (IEC 61215-2021) | 2025-03-14 | 2028-03-14 | Yes
SUNERGY AUSTRALIA WORKS PTY LTD | AUS595-72M-H8N (IEC 61215-2021) | 2025-03-14 | 2028-03-14 | Yes
SUNERGY AUSTRALIA WORKS PTY LTD | AUS600-72M-H8N (IEC 61215-2021) | 2025-03-14 | 2028-03-14 | Yes
SUNGROW RENEWABLES DEVELOPMENT CO LTD | SG-48TG4D-440 (IEC 61215-2021) | 2025-07-01 | 2028-07-01 | Yes
SUNGROW RENEWABLES DEVELOPMENT CO LTD | SG-48TG4D-445 (IEC 61215-2021) | 2025-07-01 | 2028-07-01 | Yes
SUNGROW RENEWABLES DEVELOPMENT CO LTD | SG-48TG4D-450 (IEC 61215-2021) | 2025-07-01 | 2028-07-01 | Yes
SUNGROW RENEWABLES DEVELOPMENT CO LTD | SG-48TG4D-455 (IEC 61215-2021) | 2025-12-10 | 2028-12-10 | Yes
SUNGROW RENEWABLES DEVELOPMENT CO LTD | SG-48TG4D-460 (IEC 61215-2021) | 2025-12-10 | 2028-12-10 | Yes
SUNGROW RENEWABLES DEVELOPMENT CO LTD | SG-48TG4D-465 (IEC 61215-2021) | 2025-12-10 | 2028-12-10 | Yes
SUNGROW RENEWABLES DEVELOPMENT CO LTD | SG-48TG4D-470 (IEC 61215-2021) | 2025-12-10 | 2028-12-10 | Yes
SUNGROW RENEWABLES DEVELOPMENT CO LTD | SG-48TG4D-B-450 (IEC 61215-2021) | 2025-12-10 | 2028-12-10 | Yes
SUNGROW RENEWABLES DEVELOPMENT CO LTD | SG-48TG4D-B-455 (IEC 61215-2021) | 2025-12-10 | 2028-12-10 | Yes
SUNGROW RENEWABLES DEVELOPMENT CO LTD | SG-48TG4D-B-460 (IEC 61215-2021) | 2025-12-10 | 2028-12-10 | Yes
SUNGROW RENEWABLES DEVELOPMENT CO LTD | SG-48TG4D-B-465 (IEC 61215-2021) | 2025-12-10 | 2028-12-10 | Yes
SUNGROW RENEWABLES DEVELOPMENT CO LTD | SG-48TT4D-435 (IEC 61215-2021) | 2025-07-01 | 2028-07-01 | Yes
SUNGROW RENEWABLES DEVELOPMENT CO LTD | SG-48TT4D-440 (IEC 61215-2021) | 2025-07-01 | 2028-07-01 | Yes
SUNGROW RENEWABLES DEVELOPMENT CO LTD | SG-48TT4D-445 (IEC 61215-2021) | 2025-07-01 | 2028-07-01 | Yes
SUNGROW RENEWABLES DEVELOPMENT CO LTD | SG-48TW4D-450 (IEC 61215-2021) | 2025-12-10 | 2028-12-10 | Yes
SUNGROW RENEWABLES DEVELOPMENT CO LTD | SG-48TW4D-455 (IEC 61215-2021) | 2025-12-10 | 2028-12-10 | Yes
SUNGROW RENEWABLES DEVELOPMENT CO LTD | SG-48TW4D-460 (IEC 61215-2021) | 2025-12-10 | 2028-12-10 | Yes
SUNGROW RENEWABLES DEVELOPMENT CO LTD | SG-48TW4D-465 (IEC 61215-2021) | 2025-12-10 | 2028-12-10 | Yes
SUNGROW RENEWABLES DEVELOPMENT CO LTD | SG-48TW4D-B-450 (IEC 61215-2021) | 2025-12-10 | 2028-12-10 | Yes
SUNGROW RENEWABLES DEVELOPMENT CO LTD | SG-48TW4D-B-455 (IEC 61215-2021) | 2025-12-10 | 2028-12-10 | Yes
SUNGROW RENEWABLES DEVELOPMENT CO LTD | SG-48TW4D-B-460 (IEC 61215-2021) | 2025-12-10 | 2028-12-10 | Yes
SUNGROW RENEWABLES DEVELOPMENT CO LTD | SG-54TG1D-435 (IEC 61215-2021) | 2025-07-01 | 2028-07-01 | Yes
SUNGROW RENEWABLES DEVELOPMENT CO LTD | SG-54TG1D-440 (IEC 61215-2021) | 2025-07-01 | 2028-07-01 | Yes
SUNGROW RENEWABLES DEVELOPMENT CO LTD | SG-54TG1D-445 (IEC 61215-2021) | 2025-12-10 | 2028-12-10 | Yes
SUNGROW RENEWABLES DEVELOPMENT CO LTD | SG-54TG1D-450 (IEC 61215-2021) | 2025-12-10 | 2028-12-10 | Yes
SUNGROW RENEWABLES DEVELOPMENT CO LTD | SG-54TG1D-455 (IEC 61215-2021) | 2025-12-10 | 2028-12-10 | Yes
SUNGROW RENEWABLES DEVELOPMENT CO LTD | SG-54TG1D-B-435 (IEC 61215-2021) | 2025-12-10 | 2028-12-10 | Yes
SUNGROW RENEWABLES DEVELOPMENT CO LTD | SG-54TG1D-B-440 (IEC 61215-2021) | 2025-12-10 | 2028-12-10 | Yes
SUNGROW RENEWABLES DEVELOPMENT CO LTD | SG-54TG1D-B-445 (IEC 61215-2021) | 2025-12-10 | 2028-12-10 | Yes
SUNGROW RENEWABLES DEVELOPMENT CO LTD | SG-54TG1D-B-450 (IEC 61215-2021) | 2025-12-10 | 2028-12-10 | Yes
SUNGROW RENEWABLES DEVELOPMENT CO LTD | SG-54TG1D-B-455 (IEC 61215-2021) | 2025-12-10 | 2028-12-10 | Yes
SUNGROW RENEWABLES DEVELOPMENT CO LTD | SG-54TG4D-495 (IEC 61215-2021) | 2025-07-01 | 2028-07-01 | Yes
SUNGROW RENEWABLES DEVELOPMENT CO LTD | SG-54TG4D-500 (IEC 61215-2021) | 2025-07-01 | 2028-07-01 | Yes
SUNGROW RENEWABLES DEVELOPMENT CO LTD | SG-54TG4D-505 (IEC 61215-2021) | 2025-07-01 | 2028-07-01 | Yes
SUNGROW RENEWABLES DEVELOPMENT CO LTD | SG-54TG4D-510 (IEC 61215-2021) | 2025-12-10 | 2028-12-10 | Yes
SUNGROW RENEWABLES DEVELOPMENT CO LTD | SG-54TG4D-515 (IEC 61215-2021) | 2025-12-10 | 2028-12-10 | Yes
SUNGROW RENEWABLES DEVELOPMENT CO LTD | SG-54TG4D-520 (IEC 61215-2021) | 2025-12-10 | 2028-12-10 | Yes
SUNGROW RENEWABLES DEVELOPMENT CO LTD | SG-54TW1D-435 (IEC 61215-2021) | 2025-12-10 | 2028-12-10 | Yes
SUNGROW RENEWABLES DEVELOPMENT CO LTD | SG-54TW1D-440 (IEC 61215-2021) | 2025-12-10 | 2028-12-10 | Yes
SUNGROW RENEWABLES DEVELOPMENT CO LTD | SG-54TW1D-445 (IEC 61215-2021) | 2025-12-10 | 2028-12-10 | Yes
SUNGROW RENEWABLES DEVELOPMENT CO LTD | SG-54TW1D-450 (IEC 61215-2021) | 2025-12-10 | 2028-12-10 | Yes
SUNGROW RENEWABLES DEVELOPMENT CO LTD | SG-54TW1D-455 (IEC 61215-2021) | 2025-12-10 | 2028-12-10 | Yes
SUNGROW RENEWABLES DEVELOPMENT CO LTD | SG-54TW1D-B-435 (IEC 61215-2021) | 2025-12-10 | 2028-12-10 | Yes
SUNGROW RENEWABLES DEVELOPMENT CO LTD | SG-54TW1D-B-440 (IEC 61215-2021) | 2025-12-10 | 2028-12-10 | Yes
SUNGROW RENEWABLES DEVELOPMENT CO LTD | SG-54TW1D-B-445 (IEC 61215-2021) | 2025-12-10 | 2028-12-10 | Yes
SUNGROW RENEWABLES DEVELOPMENT CO LTD | SG-54TW1D-B-450 (IEC 61215-2021) | 2025-12-10 | 2028-12-10 | Yes
SUNGROW RENEWABLES DEVELOPMENT CO LTD | SG-54TW4D-500 (IEC 61215-2021) | 2025-12-10 | 2028-12-10 | Yes
SUNGROW RENEWABLES DEVELOPMENT CO LTD | SG-54TW4D-505 (IEC 61215-2021) | 2025-12-10 | 2028-12-10 | Yes
SUNGROW RENEWABLES DEVELOPMENT CO LTD | SG-54TW4D-510 (IEC 61215-2021) | 2025-12-10 | 2028-12-10 | Yes
SUNGROW RENEWABLES DEVELOPMENT CO LTD | SG-54TW4D-515 (IEC 61215-2021) | 2025-12-10 | 2028-12-10 | Yes
SUNGROW RENEWABLES DEVELOPMENT CO LTD | SG-66TG4D-610 (IEC 61215-2021) | 2025-07-01 | 2028-07-01 | Yes
SUNGROW RENEWABLES DEVELOPMENT CO LTD | SG-66TG4D-615 (IEC 61215-2021) | 2025-07-01 | 2028-07-01 | Yes
SUNGROW RENEWABLES DEVELOPMENT CO LTD | SG-66TG4D-620 (IEC 61215-2021) | 2025-07-01 | 2028-07-01 | Yes
SUNGROW RENEWABLES DEVELOPMENT CO LTD | SG-66TG4D-625 (IEC 61215-2021) | 2025-12-10 | 2028-12-10 | Yes
SUNGROW RENEWABLES DEVELOPMENT CO LTD | SG-66TG4D-630 (IEC 61215-2021) | 2025-12-10 | 2028-12-10 | Yes
SUNGROW RENEWABLES DEVELOPMENT CO LTD | SG-66TG4D-635 (IEC 61215-2021) | 2025-12-10 | 2028-12-10 | Yes
SUNGROW RENEWABLES DEVELOPMENT CO LTD | SG-66TG4D-640 (IEC 61215-2021) | 2025-12-10 | 2028-12-10 | Yes
SUNGROW RENEWABLES DEVELOPMENT CO LTD | SG-66TG5B-710 (IEC 61215-2021) | 2025-12-10 | 2028-12-10 | Yes
SUNGROW RENEWABLES DEVELOPMENT CO LTD | SG-66TG5B-715 (IEC 61215-2021) | 2025-12-10 | 2028-12-10 | Yes
SUNGROW RENEWABLES DEVELOPMENT CO LTD | SG-66TG5B-720 (IEC 61215-2021) | 2025-12-10 | 2028-12-10 | Yes
SUNGROW RENEWABLES DEVELOPMENT CO LTD | SG-66TG5B-725 (IEC 61215-2021) | 2025-12-10 | 2028-12-10 | Yes
SUNGROW RENEWABLES DEVELOPMENT CO LTD | SG-66TT4D-610 (IEC 61215-2021) | 2025-07-01 | 2028-07-01 | Yes
SUNGROW RENEWABLES DEVELOPMENT CO LTD | SG-66TT4D-615 (IEC 61215-2021) | 2025-07-01 | 2028-07-01 | Yes
SUNGROW RENEWABLES DEVELOPMENT CO LTD | SG-66TW4D-620 (IEC 61215-2021) | 2025-12-10 | 2028-12-10 | Yes
SUNGROW RENEWABLES DEVELOPMENT CO LTD | SG-66TW4D-625 (IEC 61215-2021) | 2025-12-10 | 2028-12-10 | Yes
SUNGROW RENEWABLES DEVELOPMENT CO LTD | SG-66TW4D-630 (IEC 61215-2021) | 2025-12-10 | 2028-12-10 | Yes
SUNGROW RENEWABLES DEVELOPMENT CO LTD | SG-66TW4D-635 (IEC 61215-2021) | 2025-12-10 | 2028-12-10 | Yes
SUNGROW RENEWABLES DEVELOPMENT CO LTD | SG-66TW4D-640 (IEC 61215-2021) | 2025-12-10 | 2028-12-10 | Yes
SUNGROW RENEWABLES DEVELOPMENT CO LTD | SG-72TG1D-585 (IEC 61215-2021) | 2025-07-01 | 2028-07-01 | Yes
SUNGROW RENEWABLES DEVELOPMENT CO LTD | SG-72TG1D-590 (IEC 61215-2021) | 2025-07-01 | 2028-07-01 | Yes
SUNGROW RENEWABLES DEVELOPMENT CO LTD | SG-78TG1D-635 (IEC 61215-2021) | 2025-07-01 | 2028-07-01 | Yes
SUNGROW RENEWABLES DEVELOPMENT CO LTD | SG-78TG1D-640 (IEC 61215-2021) | 2025-07-01 | 2028-07-01 | Yes
Sunman (Zhenjiang) Co Ltd | SMB450R-6X16DW-G (IEC 61215-2021) | 2026-01-30 | 2029-01-30 | Yes
Sunman (Zhenjiang) Co Ltd | SMB520J-6X24DW (IEC 61215-2021) | 2026-01-30 | 2029-01-30 | Yes
Sunman (Zhenjiang) Co Ltd | SMF430F-12X12UW (IEC 61215-2021) | 2025-03-26 | 2028-03-26 | Yes
Sunman (Zhenjiang) Co Ltd | SMF450R-6X16DW-G (IEC 61215-2021) | 2026-01-30 | 2029-01-30 | Yes
Sunman (Zhenjiang) Co Ltd | SMF520J-12X12UW | 2024-05-24 | 2025-03-31 | Yes
Sunman (Zhenjiang) Co Ltd | SMF520J-12X12UW (IEC 61215-2021) | 2025-03-26 | 2028-03-26 | Yes
Sunman (Zhenjiang) Co Ltd | SMH520J-12X12UB | 2024-05-24 | 2025-03-31 | Yes
Sunman (Zhenjiang) Co Ltd | SMH520J-12X12UW | 2024-05-24 | 2025-03-31 | Yes
Sunman (Zhenjiang) Co Ltd | SMH520J-12X12UW (IEC 61215-2021) | 2025-03-26 | 2028-03-26 | Yes
Sunman (Zhenjiang) Company Limited | SMF430F-12X12UW | 2021-12-09 | 2025-03-31 | Yes
Sunova Solar Technology Co Ltd | SS-440-54MDH(T) | 2023-10-13 | 2025-03-31 | Yes
Sunova Solar Technology Co Ltd | SS-475-60MDH(T) | 2023-10-13 | 2025-03-31 | Yes
Sunova Solar Technology Co Ltd | SS-530-66MDH(T) | 2023-10-13 | 2025-03-31 | Yes
Sunova Solar Technology Co Ltd | SS-575-72MDH(T) | 2023-10-13 | 2025-03-31 | Yes
Sunova Solar Technology Co Ltd | SS-580-72MDH(T) | 2023-10-13 | 2025-03-31 | Yes
Sunova Solar Technology Co Ltd | SS-625-78MDH(T) | 2023-10-13 | 2025-03-31 | Yes
Sunova Solar Technology Co Ltd | SS-630-78MDH(T) | 2023-10-13 | 2025-03-31 | Yes
Sunova Solar Technology Co Ltd | SS-BG440-54MDH(T) | 2023-10-13 | 2025-03-31 | Yes
Sunova Solar Technology Co Ltd | SS-BG475-60MDH(T) | 2023-10-13 | 2025-03-31 | Yes
Sunova Solar Technology Co Ltd | SS-BG525-66MDH(T) | 2023-10-13 | 2025-03-31 | Yes
Sunova Solar Technology Co Ltd | SS-BG530-66MDH(T) | 2023-10-13 | 2025-03-31 | Yes
Sunova Solar Technology Co Ltd | SS-BG575-72MDH(T) | 2023-10-13 | 2025-03-31 | Yes
Sunova Solar Technology Co Ltd | SS-BG580-72MDH(T) | 2023-10-13 | 2025-03-31 | Yes
Sunova Solar Technology Co Ltd | TS-BBT48(440)-G11 (IEC 61215-2021) | 2024-10-08 | 2027-10-10 | Yes
Sunova Solar Technology Co Ltd | TS-BBT48(445)-G11 (IEC 61215-2021) | 2024-10-08 | 2027-10-10 | Yes
Sunova Solar Technology Co Ltd | TS-BBT54(440) (IEC 61215-2021) | 2024-10-08 | 2027-10-10 | Yes
Sunova Solar Technology Co Ltd | TS-BBT66(575)-G13 (IEC 61215-2021) | 2024-10-08 | 2027-10-10 | Yes
Sunova Solar Technology Co Ltd | TS-BBT66(580)-G13 (IEC 61215-2021) | 2024-10-08 | 2027-10-10 | Yes
Sunova Solar Technology Co Ltd | TS-BBT66(585)-G13 (IEC 61215-2021) | 2024-10-08 | 2027-10-10 | Yes
Sunova Solar Technology Co Ltd | TS-BBT72(575) (IEC 61215-2021) | 2024-10-08 | 2027-10-10 | Yes
Sunova Solar Technology Co Ltd | TS-BBT72(580) (IEC 61215-2021) | 2024-10-08 | 2027-10-10 | Yes
Sunova Solar Technology Co Ltd | TS-BBT72(585) (IEC 61215-2021) | 2024-10-08 | 2027-10-10 | Yes
Sunova Solar Technology Co Ltd | TS-BGT(580)-G13 (IEC 61215-2021) | 2024-10-10 | 2027-10-10 | Yes
Sunova Solar Technology Co Ltd | TS-BGT(585)-G13 (IEC 61215-2021) | 2024-10-10 | 2027-10-10 | Yes
Sunova Solar Technology Co Ltd | TS-BGT48(440)-G11 (IEC 61215-2021) | 2024-10-10 | 2027-10-10 | Yes
Sunova Solar Technology Co Ltd | TS-BGT48(445)-G11 (IEC 61215-2021) | 2024-10-10 | 2027-10-10 | Yes
Sunova Solar Technology Co Ltd | TS-BGT54(440) (IEC 61215-2021) | 2024-10-10 | 2027-10-10 | Yes
Sunova Solar Technology Co Ltd | TS-BGT66(575)-G13 (IEC 61215-2021) | 2024-10-10 | 2027-10-10 | Yes
Sunova Solar Technology Co Ltd | TS-BGT72(575) (IEC 61215-2021) | 2024-10-10 | 2027-10-10 | Yes
Sunova Solar Technology Co Ltd | TS-BGT72(580) (IEC 61215-2021) | 2024-10-10 | 2027-10-10 | Yes
Sunova Solar Technology Co Ltd | TS-BGT72(585) (IEC 61215-2021) | 2024-10-10 | 2027-10-10 | Yes
Suzhou Akcome Optronics Science & Technology Co Ltd | SK9609MHVC-415 | 2023-10-11 | 2025-03-31 | Yes
Suzhou Akcome Optronics Science & Technology Co Ltd | SK9609TDGDC-440 | 2023-09-15 | 2025-03-31 | Yes
Suzhou Talesun Solar Technologies Co Ltd | TM3G48M-440 (IEC 61215-2021) | 2025-05-01 | 2028-05-01 | Yes
Suzhou Talesun Solar Technologies Co Ltd | TM3G48M-445 (IEC 61215-2021) | 2025-05-01 | 2028-05-01 | Yes
Suzhou Talesun Solar Technologies Co Ltd | TM3G48M-450 (IEC 61215-2021) | 2025-05-01 | 2028-05-01 | Yes
Suzhou Talesun Solar Technologies Co Ltd | TM3G66M-610 (IEC 61215-2021) | 2025-05-01 | 2028-05-01 | Yes
Suzhou Talesun Solar Technologies Co Ltd | TM3G66M-615 (IEC 61215-2021) | 2025-05-01 | 2028-05-01 | Yes
Suzhou Talesun Solar Technologies Co Ltd | TM3G66M-620 (IEC 61215-2021) | 2025-05-01 | 2028-05-01 | Yes
Suzhou Talesun Solar Technologies Co Ltd | TM3G66M-625 (IEC 61215-2021) | 2025-05-01 | 2028-05-01 | Yes
Suzhou Talesun Solar Technologies Co Ltd | TM7G54M-440 (IEC 61215-2021) | 2025-05-01 | 2028-05-01 | Yes
Suzhou Talesun Solar Technologies Co Ltd | TM7G54M-445 (IEC 61215-2021) | 2025-05-01 | 2028-05-01 | Yes
Suzhou Talesun Solar Technologies Co Ltd | TM7G54M-450 (IEC 61215-2021) | 2025-05-01 | 2028-05-01 | Yes
Suzhou Talesun Solar Technologies Co Ltd | TM7G72M-585 (IEC 61215-2021) | 2025-05-01 | 2028-05-01 | Yes
Suzhou Talesun Solar Technologies Co Ltd | TM7G72M-590 (IEC 61215-2021) | 2025-05-01 | 2028-05-01 | Yes
Suzhou Talesun Solar Technologies Co Ltd | TM7G72M-595 (IEC 61215-2021) | 2025-05-01 | 2028-05-01 | Yes
Suzhou Talesun Solar Technologies Co Ltd | TM7G72M-600 (IEC 61215-2021) | 2025-05-01 | 2028-05-01 | Yes
Suzhou Talesun Solar Technologies Co Ltd | TM7G78M-640 (IEC 61215-2021) | 2025-05-01 | 2028-05-01 | Yes
Suzhou Talesun Solar Technologies Co Ltd | TM7G78M-645 (IEC 61215-2021) | 2025-05-01 | 2028-05-01 | Yes
Suzhou Talesun Solar Technologies Co Ltd | TM7G78M-650 (IEC 61215-2021) | 2025-05-01 | 2028-05-01 | Yes
Suzhou Talesun Solar Technologies Co Ltd | TM8G66M-700 (IEC 61215-2021) | 2025-05-01 | 2028-05-01 | Yes
Suzhou Talesun Solar Technologies Co Ltd | TM8G66M-705 (IEC 61215-2021) | 2025-05-01 | 2028-05-01 | Yes
Suzhou Talesun Solar Technologies Co Ltd | TM8G66M-710 (IEC 61215-2021) | 2025-05-01 | 2028-05-01 | Yes
Suzhou Talesun Solar Technologies Co Ltd | TM9C54M-475 (IEC 61215-2021) | 2025-12-15 | 2028-12-15 | Yes
Suzhou Talesun Solar Technologies Co Ltd | TM9C54M-480 (IEC 61215-2021) | 2025-12-15 | 2028-12-15 | Yes
Suzhou Talesun Solar Technologies Co Ltd | TM9C54M-485 (IEC 61215-2021) | 2025-12-15 | 2028-12-15 | Yes
Suzhou Talesun Solar Technologies Co Ltd | TM9C54M-490 (IEC 61215-2021) | 2025-12-15 | 2028-12-15 | Yes
Suzhou Talesun Solar Technologies Co Ltd | TM9C54M-495 (IEC 61215-2021) | 2025-12-15 | 2028-12-15 | Yes
Suzhou Talesun Solar Technologies Co Ltd | TM9C72M-645 (IEC 61215-2021) | 2025-12-15 | 2028-12-15 | Yes
Suzhou Talesun Solar Technologies Co Ltd | TM9C72M-650 (IEC 61215-2021) | 2025-12-15 | 2028-12-15 | Yes
Suzhou Talesun Solar Technologies Co Ltd | TM9C72M-655 (IEC 61215-2021) | 2025-12-15 | 2028-12-15 | Yes
Suzhou Talesun Solar Technologies Co Ltd | TM9C72M-660 (IEC 61215-2021) | 2025-12-15 | 2028-12-15 | Yes
Suzhou Talesun Solar Technologies Co Ltd | TM9C72M-665 (IEC 61215-2021) | 2025-12-15 | 2028-12-15 | Yes
Suzhou Talesun Solar Technologies Co Ltd | TN9C54M(H)-475 (IEC 61215-2021) | 2025-12-15 | 2028-12-15 | Yes
Suzhou Talesun Solar Technologies Co Ltd | TN9C54M(H)-480 (IEC 61215-2021) | 2025-12-15 | 2028-12-15 | Yes
Suzhou Talesun Solar Technologies Co Ltd | TN9C54M(H)-485 (IEC 61215-2021) | 2025-12-15 | 2028-12-15 | Yes
Suzhou Talesun Solar Technologies Co Ltd | TN9C54M(H)-490 (IEC 61215-2021) | 2025-12-15 | 2028-12-15 | Yes
Suzhou Talesun Solar Technologies Co Ltd | TN9C54M(H)-495 (IEC 61215-2021) | 2025-12-15 | 2028-12-15 | Yes
Suzhou Talesun Solar Technologies Co Ltd | TN9C72M(H)-645 (IEC 61215-2021) | 2025-12-15 | 2028-12-15 | Yes
Suzhou Talesun Solar Technologies Co Ltd | TN9C72M(H)-650 (IEC 61215-2021) | 2025-12-15 | 2028-12-15 | Yes
Suzhou Talesun Solar Technologies Co Ltd | TN9C72M(H)-655 (IEC 61215-2021) | 2025-12-15 | 2028-12-15 | Yes
Suzhou Talesun Solar Technologies Co Ltd | TN9C72M(H)-660 (IEC 61215-2021) | 2025-12-15 | 2028-12-15 | Yes
Suzhou Talesun Solar Technologies Co Ltd | TN9C72M(H)-665 (IEC 61215-2021) | 2025-12-15 | 2028-12-15 | Yes
Tempo (Aust) Pty Ltd | AKE-380B-PV-MHL (IEC 61215-2021) | 2023-04-05 | 2026-04-05 | Yes
Tempo (Aust) Pty Ltd | AKE-410B-PV-MHO (IEC 61215-2021) | 2023-04-05 | 2026-04-05 | Yes
Tempo (Aust) Pty Ltd | AKE440B-54M-H8N (IEC 61215-2021) | 2025-02-03 | 2028-02-03 | Yes
Tempo (Aust) Pty Ltd | AKE445B-54M-H8N (IEC 61215-2021) | 2025-02-03 | 2028-02-03 | Yes
Tempo (Aust) Pty Ltd | AKE450B-54M-H8N (IEC 61215-2021) | 2025-02-03 | 2028-02-03 | Yes
Tempo (Aust) Pty Ltd | AKE-450B-PV-MHO (IEC 61215-2021) | 2023-04-05 | 2026-04-05 | Yes
Tempo (Aust) Pty Ltd | AKE485B-60M-H8N (IEC 61215-2021) | 2025-02-03 | 2028-02-03 | Yes
Tempo (Aust) Pty Ltd | AKE490B-60M-H8N (IEC 61215-2021) | 2025-02-03 | 2028-02-03 | Yes
Tempo (Aust) Pty Ltd | AKE495B-60M-H8N (IEC 61215-2021) | 2025-02-03 | 2028-02-03 | Yes
Tempo (Aust) Pty Ltd | AKE-540B-PV-MHO (IEC 61215-2021) | 2023-04-05 | 2026-04-05 | Yes
Tempo (Aust) Pty Ltd | AKE585B-72M-H8N (IEC 61215-2021) | 2025-02-03 | 2028-02-03 | Yes
Tempo (Aust) Pty Ltd | AKE-660B-PV-MHG (IEC 61215-2021) | 2023-04-05 | 2026-04-05 | Yes
Tempo (Aust) Pty Ltd | AKE-PV380B-60M-H6 | 2022-12-16 | 2025-03-31 | Yes
Tempo (Aust) Pty Ltd | AS-380B-PV-MHL (IEC 61215-2021) | 2023-04-05 | 2026-04-05 | Yes
Tempo (Aust) Pty Ltd | AS-380S-PV-MHL (IEC 61215-2021) | 2023-04-05 | 2026-04-05 | Yes
Tempo (Aust) Pty Ltd | AS-410B-PV-MHO (IEC 61215-2021) | 2023-04-05 | 2026-04-05 | Yes
Tempo (Aust) Pty Ltd | AS-410S-PV-MHO (IEC 61215-2021) | 2023-04-05 | 2026-04-05 | Yes
Tempo (Aust) Pty Ltd | AS440B-54M-H8N (IEC 61215-2021) | 2025-02-03 | 2028-02-03 | Yes
Tempo (Aust) Pty Ltd | AS445B-54M-H8N (IEC 61215-2021) | 2025-02-03 | 2028-02-03 | Yes
Tempo (Aust) Pty Ltd | AS450B-54M-H8N (IEC 61215-2021) | 2025-02-03 | 2028-02-03 | Yes
Tempo (Aust) Pty Ltd | AS-450B-PV-MHO (IEC 61215-2021) | 2023-04-05 | 2026-04-05 | Yes
Tempo (Aust) Pty Ltd | AS-450S-PV-MHO (IEC 61215-2021) | 2023-04-05 | 2026-04-05 | Yes
Tempo (Aust) Pty Ltd | AS485B-60M-H8N (IEC 61215-2021) | 2025-02-03 | 2028-02-03 | Yes
Tempo (Aust) Pty Ltd | AS490B-60M-H8N (IEC 61215-2021) | 2025-02-03 | 2028-02-03 | Yes
Tempo (Aust) Pty Ltd | AS495B-60M-H8N (IEC 61215-2021) | 2025-02-03 | 2028-02-03 | Yes
Tempo (Aust) Pty Ltd | AS585B-72M-H8N (IEC 61215-2021) | 2025-02-03 | 2028-02-03 | Yes
Tempo (Aust) Pty Ltd | AS-PV380B-60M-H6 | 2022-12-16 | 2025-03-31 | Yes
Tempo (Aust) Pty Ltd | SP-380B-PV-MHL (IEC 61215-2021) | 2023-04-05 | 2026-04-05 | Yes
Tempo (Aust) Pty Ltd | SP-380S-PV-MHL (IEC 61215-2021) | 2023-04-05 | 2026-04-05 | Yes
Tempo (Aust) Pty Ltd | SP-410B-PV-MHO (IEC 61215-2021) | 2023-04-05 | 2026-04-05 | Yes
Tempo (Aust) Pty Ltd | SP-410S-PV-MHO (IEC 61215-2021) | 2023-04-05 | 2026-04-05 | Yes
Tempo (Aust) Pty Ltd | SP440B-54M-H8N (IEC 61215-2021) | 2025-02-03 | 2028-02-03 | Yes
Tempo (Aust) Pty Ltd | SP445B-54M-H8N (IEC 61215-2021) | 2025-02-03 | 2028-02-03 | Yes
Tempo (Aust) Pty Ltd | SP450B-54M-H8N (IEC 61215-2021) | 2025-02-03 | 2028-02-03 | Yes
Tempo (Aust) Pty Ltd | SP-450B-PV-MHO (IEC 61215-2021) | 2023-04-05 | 2026-04-05 | Yes
Tempo (Aust) Pty Ltd | SP-450S-PV-MHO (IEC 61215-2021) | 2023-04-05 | 2026-04-05 | Yes
Tempo (Aust) Pty Ltd | SP485B-60M-H8N (IEC 61215-2021) | 2025-02-03 | 2028-02-03 | Yes
Tempo (Aust) Pty Ltd | SP490B-60M-H8N (IEC 61215-2021) | 2025-02-03 | 2028-02-03 | Yes
Tempo (Aust) Pty Ltd | SP-540B-PV-MHO (IEC 61215-2021) | 2023-04-05 | 2026-04-05 | Yes
Tempo (Aust) Pty Ltd | SP-540S-PV-MHO (IEC 61215-2021) | 2023-04-05 | 2026-04-05 | Yes
Tempo (Aust) Pty Ltd | SP585B-72M-H8N (IEC 61215-2021) | 2025-02-03 | 2028-02-03 | Yes
Tempo (Aust) Pty Ltd | SP-660S-PV-MHG (IEC 61215-2021) | 2023-04-05 | 2026-04-05 | Yes
Tindo Operations Co Pty Ltd | Karra-405G2H | 2022-04-01 | 2025-03-31 | Yes
Tindo Operations Co Pty Ltd | Karra-410G2H | 2022-04-01 | 2025-03-31 | Yes
Tindo Operations Co Pty Ltd | Walara-415G3P (IEC 61215-2021) | 2024-09-02 | 2027-09-02 | Yes
Tindo Operations Co Pty Ltd | Walara-415G3P-BL (IEC 61215-2021) | 2024-09-02 | 2027-09-02 | Yes
Tindo Operations Co Pty Ltd | Walara-420G3P (IEC 61215-2021) | 2024-09-02 | 2027-09-02 | Yes
Tindo Operations Co Pty Ltd | Walara-420G3P-BL (IEC 61215-2021) | 2024-09-02 | 2027-09-02 | Yes
Tindo Operations Co Pty Ltd | Walara-425G3P (IEC 61215-2021) | 2024-09-02 | 2027-09-02 | Yes
Tindo Operations Co Pty Ltd | Walara-425G3P-BL (IEC 61215-2021) | 2024-09-02 | 2027-09-02 | Yes
Tindo Operations Co Pty Ltd | Walara-430G3P (IEC 61215-2021) | 2024-09-02 | 2027-09-02 | Yes
Tindo Operations Co Pty Ltd | Walara-430G4P-BL (IEC 61215-2021) | 2025-08-06 | 2028-08-06 | Yes
Tindo Operations Co Pty Ltd | Walara-433G4P-BL (IEC 61215-2021) | 2025-08-06 | 2028-08-06 | Yes
Tindo Operations Co Pty Ltd | Walara-435G4P (IEC 61215-2021) | 2025-08-06 | 2028-08-06 | Yes
Tindo Operations Co Pty Ltd | Walara-440G4P (IEC 61215-2021) | 2025-08-06 | 2028-08-06 | Yes
Tindo Operations Co Pty Ltd | Walara-440G4P-BL (IEC 61215-2021) | 2025-08-06 | 2028-08-06 | Yes
Tindo Operations Co Pty Ltd | Walara-445G4P (IEC 61215-2021) | 2025-08-06 | 2028-08-06 | Yes
Tindo Operations Co Pty Ltd | Walara-460G3P (IEC 61215-2021) | 2024-09-02 | 2027-09-02 | Yes
Tindo Operations Co Pty Ltd | Walara-465G3P (IEC 61215-2021) | 2024-09-02 | 2027-09-02 | Yes
Tindo Operations Co Pty Ltd | Walara-470G3P (IEC 61215-2021) | 2024-09-02 | 2027-09-02 | Yes
Tindo Operations Co Pty Ltd | Walara-475G3P (IEC 61215-2021) | 2024-09-02 | 2027-09-02 | Yes
Tindo Operations Co Pty Ltd | Walara-475G4P (IEC 61215-2021) | 2025-08-06 | 2028-08-06 | Yes
Tindo Operations Co Pty Ltd | Walara-475G4P-BL (IEC 61215-2021) | 2025-08-06 | 2028-08-06 | Yes
Tindo Operations Co Pty Ltd | Walara-480G4P (IEC 61215-2021) | 2025-08-06 | 2028-08-06 | Yes
Tindo Operations Co Pty Ltd | Walara-480G4P-BL (IEC 61215-2021) | 2025-08-06 | 2028-08-06 | Yes
Tindo Operations Co Pty Ltd | Walara-485G4P (IEC 61215-2021) | 2025-08-06 | 2028-08-06 | Yes
Tindo Operations Co Pty Ltd | Walara-485G4P-BL (IEC 61215-2021) | 2025-08-06 | 2028-08-06 | Yes
Tindo Operations Co Pty Ltd | Walara-490G4P (IEC 61215-2021) | 2025-08-06 | 2028-08-06 | Yes
Tindo Operations Co Pty Ltd | Walara-495G4P (IEC 61215-2021) | 2025-08-06 | 2028-08-06 | Yes
Tindo Operations Co Pty Ltd | Walara-510G3P (IEC 61215-2021) | 2024-09-02 | 2027-09-02 | Yes
Tindo Operations Co Pty Ltd | Walara-515G3P (IEC 61215-2021) | 2024-09-02 | 2027-09-02 | Yes
Tindo Operations Co Pty Ltd | Walara-520G3P (IEC 61215-2021) | 2024-09-02 | 2027-09-02 | Yes
Tindo Operations Co Pty Ltd | Walara-525G3P (IEC 61215-2021) | 2024-09-02 | 2027-09-02 | Yes
Tindo Operations Co Pty Ltd | Walara-535G4P (IEC 61215-2021) | 2025-08-06 | 2028-08-06 | Yes
Tindo Operations Co Pty Ltd | Walara-540G4P (IEC 61215-2021) | 2025-08-06 | 2028-08-06 | Yes
Tindo Operations Co Pty Ltd | Walara-545G4P (IEC 61215-2021) | 2025-08-06 | 2028-08-06 | Yes
Tindo Operations Co Pty Ltd | Walara-565G3P (IEC 61215-2021) | 2024-09-02 | 2027-09-02 | Yes
Tindo Operations Co Pty Ltd | Walara-570G3P (IEC 61215-2021) | 2024-09-02 | 2027-09-02 | Yes
Tindo Operations Co Pty Ltd | Walara-575G3P (IEC 61215-2021) | 2024-09-02 | 2027-09-02 | Yes
Tindo Operations Co Pty Ltd | Walara-585G4P (IEC 61215-2021) | 2025-08-06 | 2028-08-06 | Yes
Tindo Operations Co Pty Ltd | Walara-590G4P (IEC 61215-2021) | 2025-08-06 | 2028-08-06 | Yes
Tindo Operations Co Pty Ltd | Walara-595G4P (IEC 61215-2021) | 2025-08-06 | 2028-08-06 | Yes
Tongwei Co Ltd | TWMHF-66HD700 (IEC 61215-2021) | 2024-12-13 | 2027-12-13 | Yes
Tongwei Co Ltd | TWMHF-66HD705 (IEC 61215-2021) | 2024-12-13 | 2027-12-13 | Yes
Tongwei Co Ltd | TWMHF-66HD710 (IEC 61215-2021) | 2024-12-13 | 2027-12-13 | Yes
Tongwei Co Ltd | TWMHF-66HD715 (IEC 61215-2021) | 2024-12-13 | 2027-12-13 | Yes
Tongwei Co Ltd | TWMHF-66HD720 (IEC 61215-2021) | 2024-12-13 | 2027-12-13 | Yes
Tongwei Co Ltd | TWMHF-66HD725 (IEC 61215-2021) | 2024-12-13 | 2027-12-13 | Yes
Tongwei Co Ltd | TWMHF-66HD730 (IEC 61215-2021) | 2024-12-13 | 2027-12-13 | Yes
Tongwei Co Ltd | TWMHF-66HD735 (IEC 61215-2021) | 2024-12-13 | 2027-12-13 | Yes
Tongwei Co Ltd | TWMND-54HB430 (IEC 61215-2021) | 2024-12-10 | 2027-12-10 | Yes
Tongwei Co Ltd | TWMND-54HB435 (IEC 61215-2021) | 2024-12-10 | 2027-12-10 | Yes
Tongwei Co Ltd | TWMND-54HB440 (IEC 61215-2021) | 2024-12-10 | 2027-12-10 | Yes
Tongwei Co Ltd | TWMND-54HS430 (IEC 61215-2021) | 2024-12-10 | 2027-12-10 | Yes
Tongwei Co Ltd | TWMND-54HS435 (IEC 61215-2021) | 2024-12-10 | 2027-12-10 | Yes
Tongwei Co Ltd | TWMND-54HS440 (IEC 61215-2021) | 2024-12-10 | 2027-12-10 | Yes
Tongwei Co Ltd | TWMND-60HS475 (IEC 61215-2021) | 2024-12-10 | 2027-12-10 | Yes
Tongwei Co Ltd | TWMND-60HS480 (IEC 61215-2021) | 2024-12-10 | 2027-12-10 | Yes
Tongwei Co Ltd | TWMND-60HS485 (IEC 61215-2021) | 2024-12-10 | 2027-12-10 | Yes
Tongwei Co Ltd | TWMND-72HD575 (IEC 61215-2021) | 2024-12-10 | 2027-12-10 | Yes
Tongwei Co Ltd | TWMND-72HD580 (IEC 61215-2021) | 2024-12-10 | 2027-12-10 | Yes
Tongwei Co Ltd | TWMND-72HD585 (IEC 61215-2021) | 2024-12-10 | 2027-12-10 | Yes
Tongwei Co Ltd | TWMND-72HD590 (IEC 61215-2021) | 2024-12-10 | 2027-12-10 | Yes
Tongwei Co Ltd | TWMND-72HS575 (IEC 61215-2021) | 2024-12-10 | 2027-12-10 | Yes
Tongwei Co Ltd | TWMND-72HS580 (IEC 61215-2021) | 2024-12-10 | 2027-12-10 | Yes
Tongwei Co Ltd | TWMND-72HS585 (IEC 61215-2021) | 2024-12-10 | 2027-12-10 | Yes
Tongwei Co Ltd | TWMND-78HD630 (IEC 61215-2021) | 2024-12-10 | 2027-12-10 | Yes
Tongwei Co Ltd | TWMND-78HD635 (IEC 61215-2021) | 2024-12-10 | 2027-12-10 | Yes
Tongwei Co Ltd | TWMND-78HD640 (IEC 61215-2021) | 2024-12-10 | 2027-12-10 | Yes
Tongwei Co Ltd | TWMNF-66HD700 (IEC 61215-2021) | 2024-12-13 | 2027-12-13 | Yes
Tongwei Co Ltd | TWMNF-66HD705 (IEC 61215-2021) | 2024-12-13 | 2027-12-13 | Yes
Tongwei Co Ltd | TWMNF-66HD710 (IEC 61215-2021) | 2024-12-13 | 2027-12-13 | Yes
Tongwei Co Ltd | TWMNF-66HD715 (IEC 61215-2021) | 2024-12-13 | 2027-12-13 | Yes
Tongwei Co Ltd | TWMNF-66HD720 (IEC 61215-2021) | 2024-12-13 | 2027-12-13 | Yes
Tongwei Co Ltd | TWMNF-66HD725 (IEC 61215-2021) | 2024-12-13 | 2027-12-13 | Yes
Tongwei Co Ltd | TWMNF-66HD730 (IEC 61215-2021) | 2025-06-26 | 2028-06-26 | Yes
Tongwei Co Ltd | TWMNF-66HD735 (IEC 61215-2021) | 2025-06-26 | 2028-06-26 | Yes
Tongwei Co Ltd | TWMNF-66HD740 (IEC 61215-2021) | 2025-06-26 | 2028-06-26 | Yes
Tongwei Co Ltd | TWMNF-66HS700 (IEC 61215-2021) | 2024-12-10 | 2027-12-10 | Yes
Tongwei Co Ltd | TWMNF-66HS705 (IEC 61215-2021) | 2024-12-10 | 2027-12-10 | Yes
Tongwei Co Ltd | TWMNF-66HS710 (IEC 61215-2021) | 2024-12-10 | 2027-12-10 | Yes
Tongwei Co Ltd | TWMNF-66HS715 (IEC 61215-2021) | 2024-12-10 | 2027-12-10 | Yes
Tongwei Co Ltd | TWMNF-66HS720 (IEC 61215-2021) | 2024-12-10 | 2027-12-10 | Yes
Tongwei Co Ltd | TWMNF-66HS725 (IEC 61215-2021) | 2024-12-06 | 2027-12-06 | Yes
Tongwei Co Ltd | TWMNH-48HC440 (IEC 61215-2021) | 2024-12-13 | 2027-12-13 | Yes
Tongwei Co Ltd | TWMNH-48HC445 (IEC 61215-2021) | 2024-12-13 | 2027-12-13 | Yes
Tongwei Co Ltd | TWMNH-48HC450 (IEC 61215-2021) | 2024-12-13 | 2027-12-13 | Yes
Tongwei Co Ltd | TWMNH-48HC455 (IEC 61215-2021) | 2024-12-13 | 2027-12-13 | Yes
Tongwei Co Ltd | TWMNH-48HC460 (IEC 61215-2021) | 2025-06-26 | 2028-06-26 | Yes
Tongwei Co Ltd | TWMNH-48HD440 (IEC 61215-2021) | 2024-12-13 | 2027-12-13 | Yes
Tongwei Co Ltd | TWMNH-48HD445 (IEC 61215-2021) | 2024-12-13 | 2027-12-13 | Yes
Tongwei Co Ltd | TWMNH-48HD450 (IEC 61215-2021) | 2024-12-13 | 2027-12-13 | Yes
Tongwei Co Ltd | TWMNH-48HD455 (IEC 61215-2021) | 2024-12-13 | 2027-12-13 | Yes
Tongwei Co Ltd | TWMNH-48HD460 (IEC 61215-2021) | 2025-06-26 | 2028-06-26 | Yes
Tongwei Co Ltd | TWMNH-48HD465 (IEC 61215-2021) | 2025-06-26 | 2028-06-26 | Yes
Tongwei Co Ltd | TWMNH-48HE440 (IEC 61215-2021) | 2025-06-26 | 2028-06-26 | Yes
Tongwei Co Ltd | TWMNH-48HE455 (IEC 61215-2021) | 2025-06-26 | 2028-06-26 | Yes
Tongwei Co Ltd | TWMNH-48HE460 (IEC 61215-2021) | 2025-06-26 | 2028-06-26 | Yes
Tongwei Co Ltd | TWMNH-48HE465 (IEC 61215-2021) | 2025-06-26 | 2028-06-26 | Yes
Tongwei Co Ltd | TWMNH-48HE470 (IEC 61215-2021) | 2025-06-26 | 2028-06-26 | Yes
Tongwei Co Ltd | TWMNH-48HW440 (IEC 61215-2021) | 2025-06-26 | 2028-06-26 | Yes
Tongwei Co Ltd | TWMNH-48HW455 (IEC 61215-2021) | 2025-06-26 | 2028-06-26 | Yes
Tongwei Co Ltd | TWMNH-48HW460 (IEC 61215-2021) | 2025-06-26 | 2028-06-26 | Yes
Tongwei Co Ltd | TWMNH-48HW465 (IEC 61215-2021) | 2025-06-26 | 2028-06-26 | Yes
Tongwei Co Ltd | TWMNH-48HW470 (IEC 61215-2021) | 2025-06-26 | 2028-06-26 | Yes
Tongwei Co Ltd | TWMNH-48HW475 (IEC 61215-2021) | 2025-06-26 | 2028-06-26 | Yes
Tongwei Co Ltd | TWMNH-54HD500 (IEC 61215-2021) | 2024-12-13 | 2027-12-13 | Yes
Tongwei Co Ltd | TWMNH-54HD505 (IEC 61215-2021) | 2024-12-13 | 2027-12-13 | Yes
Tongwei Co Ltd | TWMNH-54HD510 (IEC 61215-2021) | 2024-12-13 | 2027-12-13 | Yes
Tongwei Co Ltd | TWMNH-54HD515 (IEC 61215-2021) | 2024-12-13 | 2027-12-13 | Yes
Tongwei Co Ltd | TWMNH-54HD520 (IEC 61215-2021) | 2025-06-26 | 2028-06-26 | Yes
Tongwei Co Ltd | TWMNH-66HD605 (IEC 61215-2021) | 2024-12-13 | 2027-12-13 | Yes
Tongwei Co Ltd | TWMNH-66HD610 (IEC 61215-2021) | 2024-12-13 | 2027-12-13 | Yes
Tongwei Co Ltd | TWMNH-66HD615 (IEC 61215-2021) | 2024-12-13 | 2027-12-13 | Yes
Tongwei Co Ltd | TWMNH-66HD620 (IEC 61215-2021) | 2024-12-13 | 2027-12-13 | Yes
Tongwei Co Ltd | TWMNH-66HD625 (IEC 61215-2021) | 2024-12-13 | 2027-12-13 | Yes
Tongwei Co Ltd | TWMNH-66HD630 (IEC 61215-2021) | 2024-12-13 | 2027-12-13 | Yes
Tongwei Co Ltd | TWMNH-66HD635 (IEC 61215-2021) | 2025-06-26 | 2028-06-26 | Yes
Tongwei Co Ltd | TWMNH-66HD640 (IEC 61215-2021) | 2025-06-26 | 2028-06-26 | Yes
Tongwei Co Ltd | TWMNH-66HS610 (IEC 61215-2021) | 2024-12-10 | 2027-12-10 | Yes
Tongwei Co Ltd | TWMNH-66HS615 (IEC 61215-2021) | 2024-12-10 | 2027-12-10 | Yes
Tongwei Co Ltd | TWMNH-66HS620 (IEC 61215-2021) | 2024-12-10 | 2027-12-10 | Yes
Tongwei Co Ltd | TWMNH-66HS625 (IEC 61215-2021) | 2024-12-06 | 2027-12-06 | Yes
Tongwei Co Ltd | TWMNH-66HS630 (IEC 61215-2021) | 2024-12-06 | 2027-12-06 | Yes
Tongwei Co Ltd | TWMNH-66HS635 (IEC 61215-2021) | 2024-12-06 | 2027-12-06 | Yes
Tongwei Co Ltd | TWMPD-72HS555 (IEC 61215-2021) | 2024-12-10 | 2027-12-10 | Yes
Tongwei Co Ltd | TWMPD-72HS560 (IEC 61215-2021) | 2024-12-10 | 2027-12-10 | Yes
Tongwei Co Ltd | TWMPD-72HS565 (IEC 61215-2021) | 2024-12-10 | 2027-12-10 | Yes
Tongwei Co Ltd | TWMPD-72HS570 (IEC 61215-2021) | 2024-12-10 | 2027-12-10 | Yes
Tongwei Solar (Hefei) Co Ltd | TW415MAP-108-H | 2022-11-10 | 2025-03-31 | Yes
Tongwei Solar (Hefei) Co Ltd | TW415MAP-108-H-S | 2023-03-27 | 2025-03-31 | Yes
Tongwei Solar (Hefei) Co Ltd | TWMND-54HB430 | 2023-07-17 | 2025-03-31 | Yes
Tongwei Solar (Hefei) Co Ltd | TWMND-54HS440 | 2023-07-17 | 2025-03-31 | Yes
Tongwei Solar (Hefei) Co Ltd | TWMND-60HS490 | 2023-07-17 | 2025-03-31 | Yes
Tongwei Solar (Hefei) Co Ltd | TWMND-72HS580 | 2023-07-17 | 2025-03-31 | Yes
Tongwei Solar (Hefei) Co Ltd | TWMNH-48HD440 | 2024-04-23 | 2025-03-31 | Yes
Tongwei Solar (Hefei) Co Ltd | TWMNH-66HS610 | 2023-07-17 | 2025-03-31 | Yes
Tongwei Solar (Hefei) Co Ltd | TWMNH-66HS615 | 2023-07-17 | 2025-03-31 | Yes
Tongwei Solar (Hefei) Co Ltd | TWMPD-72HS555 | 2023-07-17 | 2025-03-31 | Yes
Trina Solar Co Ltd | TSM-265NEG9M4C.26 (IEC 61215-2021) | 2024-09-20 | 2027-09-20 | Yes
Trina Solar Co Ltd | TSM-270NEG9M4C.26 (IEC 61215-2021) | 2024-09-20 | 2027-09-20 | Yes
Trina Solar Co Ltd | TSM-275NEG9M4C.26 (IEC 61215-2021) | 2024-09-20 | 2027-09-20 | Yes
Trina Solar Co Ltd | TSM-280NEG9M4C.26 (IEC 61215-2021) | 2024-09-20 | 2027-09-20 | Yes
Trina Solar Co Ltd | TSM-285NEG9M4C.26 (IEC 61215-2021) | 2024-09-20 | 2027-09-20 | Yes
Trina Solar Co Ltd | TSM-290NEG9M4C.26 (IEC 61215-2021) | 2024-09-20 | 2027-09-20 | Yes
Trina Solar Co Ltd | TSM-305NEG9M5C.26 (IEC 61215-2021) | 2024-09-20 | 2027-09-20 | Yes
Trina Solar Co Ltd | TSM-310NEG9M5C.26 (IEC 61215-2021) | 2024-09-20 | 2027-09-20 | Yes
Trina Solar Co Ltd | TSM-315NEG9M5C.26 (IEC 61215-2021) | 2024-09-20 | 2027-09-20 | Yes
Trina Solar Co Ltd | TSM-320NEG9M5C.26 (IEC 61215-2021) | 2024-09-20 | 2027-09-20 | Yes
Trina Solar Co Ltd | TSM-325NEG9M5C.26 (IEC 61215-2021) | 2024-09-20 | 2027-09-20 | Yes
Trina Solar Co Ltd | TSM-330NEG9M5C.26 (IEC 61215-2021) | 2024-09-20 | 2027-09-20 | Yes
Trina Solar Co Ltd | TSM-335NEG9M5C.26 (IEC 61215-2021) | 2024-09-20 | 2027-09-20 | Yes
Trina Solar Co Ltd | TSM-405DE09R.05 | 2023-02-21 | 2025-03-31 | Yes
Trina Solar Co Ltd | TSM-410DE09R.05 | 2023-02-21 | 2025-03-31 | Yes
Trina Solar Co Ltd | TSM-415DE09R.05 | 2023-02-21 | 2025-03-31 | Yes
Trina Solar Co Ltd | TSM-415DE09R.08 | 2023-02-21 | 2025-03-31 | Yes
Trina Solar Co Ltd | TSM-420DE09R.05 | 2023-02-21 | 2025-03-31 | Yes
Trina Solar Co Ltd | TSM-420DE09R.08 | 2023-02-21 | 2025-03-31 | Yes
Trina Solar Co Ltd | TSM-425DE09R.05 | 2023-02-21 | 2025-03-31 | Yes
Trina Solar Co Ltd | TSM-425DE09R.08 | 2023-02-21 | 2025-03-31 | Yes
Trina Solar Co Ltd | TSM-425NEG9R.25 (IEC 61215-2021) | 2024-07-11 | 2027-07-11 | Yes
Trina Solar Co Ltd | TSM-425NEG9R.28 | 2023-02-20 | 2025-03-31 | Yes
Trina Solar Co Ltd | TSM-425NEG9R.28 (IEC 61215-2021) | 2024-02-08 | 2027-02-08 | Yes
Trina Solar Co Ltd | TSM-425NEG9RC.27 (IEC 61215-2021) | 2024-02-08 | 2027-02-08 | Yes
Trina Solar Co Ltd | TSM-430DE09R.08 | 2023-02-21 | 2025-03-31 | Yes
Trina Solar Co Ltd | TSM-430NEG9R.25 (IEC 61215-2021) | 2024-07-11 | 2027-07-11 | Yes
Trina Solar Co Ltd | TSM-430NEG9R.28 | 2023-02-20 | 2025-03-31 | Yes
Trina Solar Co Ltd | TSM-430NEG9R.28 (IEC 61215-2021) | 2024-02-08 | 2027-02-08 | Yes
Trina Solar Co Ltd | TSM-430NEG9RC.27 (IEC 61215-2021) | 2024-02-08 | 2027-02-08 | Yes
Trina Solar Co Ltd | TSM-435DE09R.08 | 2023-02-21 | 2025-03-31 | Yes
Trina Solar Co Ltd | TSM-435NEG9R.25 (IEC 61215-2021) | 2024-07-11 | 2027-07-11 | Yes
Trina Solar Co Ltd | TSM-435NEG9R.28 | 2023-02-20 | 2025-03-31 | Yes
Trina Solar Co Ltd | TSM-435NEG9R.28 (IEC 61215-2021) | 2024-02-08 | 2027-02-08 | Yes
Trina Solar Co Ltd | TSM-435NEG9RC.27 (IEC 61215-2021) | 2024-02-08 | 2027-02-08 | Yes
Trina Solar Co Ltd | TSM-440NEG9R.25 (IEC 61215-2021) | 2024-07-11 | 2027-07-11 | Yes
Trina Solar Co Ltd | TSM-440NEG9R.28 | 2023-02-20 | 2025-03-31 | Yes
Trina Solar Co Ltd | TSM-440NEG9R.28 (IEC 61215-2021) | 2024-02-08 | 2027-02-08 | Yes
Trina Solar Co Ltd | TSM-440NEG9RC.27 (IEC 61215-2021) | 2024-02-08 | 2027-02-08 | Yes
Trina Solar Co Ltd | TSM-445NEG9R.25 (IEC 61215-2021) | 2024-07-11 | 2027-07-11 | Yes
Trina Solar Co Ltd | TSM-445NEG9R.28 | 2023-02-20 | 2025-03-31 | Yes
Trina Solar Co Ltd | TSM-445NEG9R.28 (IEC 61215-2021) | 2024-02-08 | 2027-02-08 | Yes
Trina Solar Co Ltd | TSM-445NEG9RC.27 (IEC 61215-2021) | 2024-02-08 | 2027-02-08 | Yes
Trina Solar Co Ltd | TSM-450NEG9R.25 (IEC 61215-2021) | 2024-07-11 | 2027-07-11 | Yes
Trina Solar Co Ltd | TSM-450NEG9R.28 | 2023-02-20 | 2025-03-31 | Yes
Trina Solar Co Ltd | TSM-450NEG9R.28 (IEC 61215-2021) | 2024-02-08 | 2027-02-08 | Yes
Trina Solar Co Ltd | TSM-450NEG9RC.27 (IEC 61215-2021) | 2025-03-06 | 2028-03-06 | Yes
Trina Solar Co Ltd | TSM-450NEG9RH.28 (IEC 61215-2021) | 2025-10-15 | 2028-10-15 | Yes
Trina Solar Co Ltd | TSM-455NEG9R.25 (IEC 61215-2021) | 2025-03-06 | 2028-03-06 | Yes
Trina Solar Co Ltd | TSM-455NEG9R.28 (IEC 61215-2021) | 2024-02-08 | 2027-02-08 | Yes
Trina Solar Co Ltd | TSM-455NEG9RH.28 (IEC 61215-2021) | 2025-10-15 | 2028-10-15 | Yes
Trina Solar Co Ltd | TSM-460NEG9R.28 (IEC 61215-2021) | 2024-09-20 | 2027-09-20 | Yes
Trina Solar Co Ltd | TSM-460NEG9RH.28 (IEC 61215-2021) | 2025-10-15 | 2028-10-15 | Yes
Trina Solar Co Ltd | TSM-465NEG9RH.28 (IEC 61215-2021) | 2025-10-15 | 2028-10-15 | Yes
Trina Solar Co Ltd | TSM-470NEG9RH.28 (IEC 61215-2021) | 2025-10-15 | 2028-10-15 | Yes
Trina Solar Co Ltd | TSM-475NEG18R.20 (IEC 61215-2021) | 2024-01-25 | 2027-01-25 | Yes
Trina Solar Co Ltd | TSM-475NEG18R.28 (IEC 61215-2021) | 2024-01-25 | 2027-01-25 | Yes
Trina Solar Co Ltd | TSM-475NEG9RH.28 (IEC 61215-2021) | 2025-10-15 | 2028-10-15 | Yes
Trina Solar Co Ltd | TSM-480DE18M(II) | 2023-02-21 | 2025-03-31 | Yes
Trina Solar Co Ltd | TSM-480NEG18R.20 (IEC 61215-2021) | 2024-01-25 | 2027-01-25 | Yes
Trina Solar Co Ltd | TSM-480NEG18R.28 (IEC 61215-2021) | 2024-01-25 | 2027-01-25 | Yes
Trina Solar Co Ltd | TSM-485DE18M(II) | 2023-02-21 | 2025-03-31 | Yes
Trina Solar Co Ltd | TSM-485NEG18R.20 (IEC 61215-2021) | 2024-01-25 | 2027-01-25 | Yes
Trina Solar Co Ltd | TSM-485NEG18R.28 (IEC 61215-2021) | 2024-01-25 | 2027-01-25 | Yes
Trina Solar Co Ltd | TSM-490DE18M(II) | 2023-02-21 | 2025-03-31 | Yes
Trina Solar Co Ltd | TSM-490NEG18R.20 (IEC 61215-2021) | 2024-01-25 | 2027-01-25 | Yes
Trina Solar Co Ltd | TSM-490NEG18R.25 (IEC 61215-2021) | 2025-03-06 | 2028-03-06 | Yes
Trina Solar Co Ltd | TSM-490NEG18R.28 (IEC 61215-2021) | 2024-01-25 | 2027-01-25 | Yes
Trina Solar Co Ltd | TSM-490NEG18RC.27 (IEC 61215-2021) | 2025-03-06 | 2028-03-06 | Yes
Trina Solar Co Ltd | TSM-495DE18M(II) | 2023-02-21 | 2025-03-31 | Yes
Trina Solar Co Ltd | TSM-495NEG18R.20 (IEC 61215-2021) | 2024-01-25 | 2027-01-25 | Yes
Trina Solar Co Ltd | TSM-495NEG18R.25 (IEC 61215-2021) | 2025-03-06 | 2028-03-06 | Yes
Trina Solar Co Ltd | TSM-495NEG18R.28 (IEC 61215-2021) | 2024-01-25 | 2027-01-25 | Yes
Trina Solar Co Ltd | TSM-495NEG18RC.27 (IEC 61215-2021) | 2025-03-06 | 2028-03-06 | Yes
Trina Solar Co Ltd | TSM-500DE18M(II) | 2023-02-21 | 2025-03-31 | Yes
Trina Solar Co Ltd | TSM-500NEG18R.20 (IEC 61215-2021) | 2024-01-25 | 2027-01-25 | Yes
Trina Solar Co Ltd | TSM-500NEG18R.25 (IEC 61215-2021) | 2025-03-06 | 2028-03-06 | Yes
Trina Solar Co Ltd | TSM-500NEG18R.28 (IEC 61215-2021) | 2024-01-25 | 2027-01-25 | Yes
Trina Solar Co Ltd | TSM-500NEG18RC.27 (IEC 61215-2021) | 2025-03-06 | 2028-03-06 | Yes
Trina Solar Co Ltd | TSM-505DE18M(II) | 2023-02-21 | 2025-03-31 | Yes
Trina Solar Co Ltd | TSM-505NEG18R.20 (IEC 61215-2021) | 2024-01-25 | 2027-01-25 | Yes
Trina Solar Co Ltd | TSM-505NEG18R.25 (IEC 61215-2021) | 2025-03-06 | 2028-03-06 | Yes
Trina Solar Co Ltd | TSM-505NEG18R.28 (IEC 61215-2021) | 2024-01-25 | 2027-01-25 | Yes
Trina Solar Co Ltd | TSM-505NEG18RC.27 (IEC 61215-2021) | 2025-03-06 | 2028-03-06 | Yes
Trina Solar Co Ltd | TSM-510DE18M(II) | 2023-02-21 | 2025-03-31 | Yes
Trina Solar Co Ltd | TSM-510NEG18R.20 (IEC 61215-2021) | 2024-09-20 | 2027-09-20 | Yes
Trina Solar Co Ltd | TSM-510NEG18R.25 (IEC 61215-2021) | 2025-03-06 | 2028-03-06 | Yes
Trina Solar Co Ltd | TSM-510NEG18R.28 (IEC 61215-2021) | 2024-09-20 | 2027-09-20 | Yes
Trina Solar Co Ltd | TSM-510NEG18RC.27 (IEC 61215-2021) | 2025-07-03 | 2028-07-03 | Yes
Trina Solar Co Ltd | TSM-515NEG18R.28 (IEC 61215-2021) | 2025-07-03 | 2028-07-03 | Yes
Trina Solar Co Ltd | TSM-515NEG18RC.27 (IEC 61215-2021) | 2025-07-03 | 2028-07-03 | Yes
Trina Solar Co Ltd | TSM-570DE19R (IEC 61215-2021) | 2024-02-06 | 2027-02-06 | Yes
Trina Solar Co Ltd | TSM-575DE19R (IEC 61215-2021) | 2024-02-06 | 2027-02-06 | Yes
Trina Solar Co Ltd | TSM-580DE19R (IEC 61215-2021) | 2024-02-06 | 2027-02-06 | Yes
Trina Solar Co Ltd | TSM-585NEG19RC.20 (IEC 61215-2021) | 2024-02-08 | 2027-02-08 | Yes
Trina Solar Co Ltd | TSM-590NEG19RC.20 (IEC 61215-2021) | 2024-02-08 | 2027-02-08 | Yes
Trina Solar Co Ltd | TSM-595NE19R (IEC 61215-2021) | 2024-07-11 | 2027-07-11 | Yes
Trina Solar Co Ltd | TSM-595NEG19RC.20 (IEC 61215-2021) | 2024-02-08 | 2027-02-08 | Yes
Trina Solar Co Ltd | TSM-600NE19R (IEC 61215-2021) | 2024-07-11 | 2027-07-11 | Yes
Trina Solar Co Ltd | TSM-600NEG19RC.20 (IEC 61215-2021) | 2024-02-08 | 2027-02-08 | Yes
Trina Solar Co Ltd | TSM-605NE19R (IEC 61215-2021) | 2024-07-11 | 2027-07-11 | Yes
Trina Solar Co Ltd | TSM-605NED19RC.20 (IEC 61215-2021) | 2025-07-03 | 2028-07-03 | Yes
Trina Solar Co Ltd | TSM-605NEG19RC.20 (IEC 61215-2021) | 2024-02-08 | 2027-02-08 | Yes
Trina Solar Co Ltd | TSM-610NE19R (IEC 61215-2021) | 2024-07-11 | 2027-07-11 | Yes
Trina Solar Co Ltd | TSM-610NED19RC.20 (IEC 61215-2021) | 2025-07-03 | 2028-07-03 | Yes
Trina Solar Co Ltd | TSM-610NEG19RC.20 (IEC 61215-2021) | 2024-02-08 | 2027-02-08 | Yes
Trina Solar Co Ltd | TSM-615NE19R (IEC 61215-2021) | 2024-07-11 | 2027-07-11 | Yes
Trina Solar Co Ltd | TSM-615NED19RC.20 (IEC 61215-2021) | 2025-07-03 | 2028-07-03 | Yes
Trina Solar Co Ltd | TSM-615NEG19RC.20 (IEC 61215-2021) | 2024-02-08 | 2027-02-08 | Yes
Trina Solar Co Ltd | TSM-620NE19R (IEC 61215-2021) | 2024-07-11 | 2027-07-11 | Yes
Trina Solar Co Ltd | TSM-620NED19RC.20 (IEC 61215-2021) | 2025-07-03 | 2028-07-03 | Yes
Trina Solar Co Ltd | TSM-620NEG19RC.20 (IEC 61215-2021) | 2024-02-08 | 2027-02-08 | Yes
Trina Solar Co Ltd | TSM-620NEG20C.20 (IEC 61215-2021) | 2024-02-08 | 2027-02-08 | Yes
Trina Solar Co Ltd | TSM-625NE19R (IEC 61215-2021) | 2024-07-11 | 2027-07-11 | Yes
Trina Solar Co Ltd | TSM-625NED19RC.20 (IEC 61215-2021) | 2025-07-03 | 2028-07-03 | Yes
Trina Solar Co Ltd | TSM-625NEG19RC.20 (IEC 61215-2021) | 2024-09-20 | 2027-09-20 | Yes
Trina Solar Co Ltd | TSM-625NEG20C.20 (IEC 61215-2021) | 2024-02-08 | 2027-02-08 | Yes
Trina Solar Co Ltd | TSM-630NE19R (IEC 61215-2021) | 2025-03-06 | 2028-03-06 | Yes
Trina Solar Co Ltd | TSM-630NED19RC.20 (IEC 61215-2021) | 2025-07-03 | 2028-07-03 | Yes
Trina Solar Co Ltd | TSM-630NEG19RC.20 (IEC 61215-2021) | 2025-03-06 | 2028-03-06 | Yes
Trina Solar Co Ltd | TSM-630NEG20C.20 (IEC 61215-2021) | 2024-02-08 | 2027-02-08 | Yes
Trina Solar Co Ltd | TSM-635NEG20C.20 (IEC 61215-2021) | 2024-02-08 | 2027-02-08 | Yes
Trina Solar Co Ltd | TSM-640NEG20C.20 (IEC 61215-2021) | 2024-02-08 | 2027-02-08 | Yes
Trina Solar Co Ltd | TSM-645NEG20C.20 (IEC 61215-2021) | 2024-02-08 | 2027-02-08 | Yes
Trina Solar Co Ltd | TSM-650NEG20C.20 (IEC 61215-2021) | 2025-03-06 | 2028-03-06 | Yes
Trina Solar Co Ltd | TSM-655NEG20C.20 (IEC 61215-2021) | 2025-03-06 | 2028-03-06 | Yes
Trina Solar Co Ltd | TSM-685NEG21C.20 (IEC 61215-2021) | 2024-02-08 | 2027-02-08 | Yes
Trina Solar Co Ltd | TSM-690NEG21C.20 (IEC 61215-2021) | 2024-02-08 | 2027-02-08 | Yes
Trina Solar Co Ltd | TSM-695NEG21C.20 (IEC 61215-2021) | 2024-02-08 | 2027-02-08 | Yes
Trina Solar Co Ltd | TSM-700NEG21C.20 (IEC 61215-2021) | 2024-02-08 | 2027-02-08 | Yes
Trina Solar Co Ltd | TSM-705NEG21C.20 (IEC 61215-2021) | 2024-02-08 | 2027-02-08 | Yes
Trina Solar Co Ltd | TSM-710NEG21C.20 (IEC 61215-2021) | 2024-02-08 | 2027-02-08 | Yes
Trina Solar Co Ltd | TSM-715NEG21C.20 (IEC 61215-2021) | 2024-09-20 | 2027-09-20 | Yes
Trina Solar Co Ltd | TSM-720NEG21C.20 (IEC 61215-2021) | 2024-09-20 | 2027-09-20 | Yes
Trina Solar Co Ltd | TSM-725NEG21C.20 (IEC 61215-2021) | 2024-09-20 | 2027-09-20 | Yes
Viridian Concepts Limited | Clearline PV16-335 | 2021-04-13 | 2025-03-31 | Yes
Viridian Solar Limited | Clearline PV16-405 | 2023-08-28 | 2025-03-31 | Yes
Viridian Solar Limited | Clearline PV16-405 (IEC 61215-2021) | 2025-08-19 | 2028-08-19 | Yes
Volt Solar Tile Pty Ltd | VOLT100LDG34 | 2022-10-25 | 2025-03-31 | Yes
Volt Solar Tile Pty Ltd | VOLT100PLM38 | 2022-10-25 | 2025-03-31 | Yes
Volt Solar Tile Pty Ltd | VOLT105LDG34 | 2022-10-25 | 2025-03-31 | Yes
Volt Solar Tile Pty Ltd | VOLT105PLM38 | 2022-10-25 | 2025-03-31 | Yes
Volt Solar Tile Pty Ltd | VOLT110PLM38 | 2022-10-25 | 2025-03-31 | Yes
Volt Solar Tile Pty Ltd | VOLT115PLM38 | 2022-10-25 | 2025-03-31 | Yes
Volt Solar Tile Pty Ltd | VOLT90LDG34 | 2022-10-25 | 2025-03-31 | Yes
Volt Solar Tile Pty Ltd | VOLT95LDG34 | 2022-10-25 | 2025-03-31 | Yes
Win Win Precision Technology Co Ltd | WST-425NGXB-D3 | 2023-06-28 | 2025-03-31 | Yes
Win Win Precision Technology Co Ltd | WST-425NGXB-D3 (IEC 61215-2021) | 2024-08-09 | 2027-08-09 | Yes
Win Win Precision Technology Co Ltd | WST-430NGXB-D3 | 2023-06-28 | 2025-03-31 | Yes
Win Win Precision Technology Co Ltd | WST-430NGXB-D3 (IEC 61215-2021) | 2024-08-09 | 2027-08-09 | Yes
Win Win Precision Technology Co Ltd | WST-430NGX-D3 | 2023-06-28 | 2025-03-31 | Yes
Win Win Precision Technology Co Ltd | WST-430NGX-D3 (IEC 61215-2021) | 2024-08-09 | 2027-08-09 | Yes
Win Win Precision Technology Co Ltd | WST-435NGXB-D3 (IEC 61215-2021) | 2024-08-09 | 2027-08-09 | Yes
Win Win Precision Technology Co Ltd | WST-435NGX-D3 | 2023-06-28 | 2025-03-31 | Yes
Win Win Precision Technology Co Ltd | WST-435NGX-D3 (IEC 61215-2021) | 2024-08-09 | 2027-08-09 | Yes
Win Win Precision Technology Co Ltd | WST-440NGXB-D3 (IEC 61215-2021) | 2024-08-09 | 2027-08-09 | Yes
Win Win Precision Technology Co Ltd | WST-440NGX-D3 (IEC 61215-2021) | 2024-08-09 | 2027-08-09 | Yes
Win Win Precision Technology Co Ltd | WST-445NGXB-D3 (IEC 61215-2021) | 2024-08-09 | 2027-08-09 | Yes
Win Win Precision Technology Co Ltd | WST-445NGX-D3 (IEC 61215-2021) | 2024-08-09 | 2027-08-09 | Yes
Win Win Precision Technology Co Ltd | WST-450NCX48-BW (IEC 61215-2021) | 2025-09-11 | 2028-09-11 | Yes
Win Win Precision Technology Co Ltd | WST-450NGXB-D3 (IEC 61215-2021) | 2024-08-09 | 2027-08-09 | Yes
Win Win Precision Technology Co Ltd | WST-450NGX-D3 (IEC 61215-2021) | 2024-08-09 | 2027-08-09 | Yes
Win Win Precision Technology Co Ltd | WST-455NCX48-BW (IEC 61215-2021) | 2025-09-11 | 2028-09-11 | Yes
Win Win Precision Technology Co Ltd | WST-460NCX48-AW (IEC 61215-2021) | 2025-09-11 | 2028-09-11 | Yes
Win Win Precision Technology Co Ltd | WST-460NCX48-BW (IEC 61215-2021) | 2025-09-11 | 2028-09-11 | Yes
Win Win Precision Technology Co Ltd | WST-465NCX48-AW (IEC 61215-2021) | 2025-09-11 | 2028-09-11 | Yes
Win Win Precision Technology Co Ltd | WST-465NCX48-BW (IEC 61215-2021) | 2025-09-11 | 2028-09-11 | Yes
Win Win Precision Technology Co Ltd | WST-475BDX54-A2 (IEC 61215-2021) | 2025-08-27 | 2028-08-27 | Yes
Win Win Precision Technology Co Ltd | WST-475BDX54-B2 (IEC 61215-2021) | 2025-08-27 | 2028-08-27 | Yes
Win Win Precision Technology Co Ltd | WST-480BDX54-A2 (IEC 61215-2021) | 2025-08-27 | 2028-08-27 | Yes
Win Win Precision Technology Co Ltd | WST-480BDX54-B2 (IEC 61215-2021) | 2025-08-27 | 2028-08-27 | Yes
Win Win Precision Technology Co Ltd | WST-485BDX54-A2 (IEC 61215-2021) | 2025-08-27 | 2028-08-27 | Yes
Win Win Precision Technology Co Ltd | WST-485BDX54-B2 (IEC 61215-2021) | 2025-08-27 | 2028-08-27 | Yes
Win Win Precision Technology Co Ltd | WST-490BDX54-A2 (IEC 61215-2021) | 2025-08-27 | 2028-08-27 | Yes
Win Win Precision Technology Co Ltd | WST-490BDX54-B2 (IEC 61215-2021) | 2025-08-27 | 2028-08-27 | Yes
Win Win Precision Technology Co Ltd | WST-495BDX54-A2 (IEC 61215-2021) | 2025-08-27 | 2028-08-27 | Yes
Win Win Precision Technology Co Ltd | WST-495BDX54-B2 (IEC 61215-2021) | 2025-08-27 | 2028-08-27 | Yes
Win Win Precision Technology Co Ltd | WST-500BDX54-A2 (IEC 61215-2021) | 2025-08-27 | 2028-08-27 | Yes
Win Win Precision Technology Co Ltd | WST-500BDX54-B2 (IEC 61215-2021) | 2025-08-27 | 2028-08-27 | Yes
Win Win Precision Technology Co Ltd | WST-510NHX54-A4 (IEC 61215-2021) | 2025-03-21 | 2028-03-21 | Yes
Win Win Precision Technology Co Ltd | WST-515NCX54-AW (IEC 61215-2021) | 2025-09-11 | 2028-09-11 | Yes
Win Win Precision Technology Co Ltd | WST-515NHX54-A4 (IEC 61215-2021) | 2025-03-21 | 2028-03-21 | Yes
Win Win Precision Technology Co Ltd | WST-520NCX54-AW (IEC 61215-2021) | 2025-09-11 | 2028-09-11 | Yes
Win Win Precision Technology Co Ltd | WST-525NGX-D3 | 2023-06-28 | 2025-03-31 | Yes
Win Win Precision Technology Co Ltd | WST-525NGX-D3 (IEC 61215-2021) | 2024-08-09 | 2027-08-09 | Yes
Win Win Precision Technology Co Ltd | WST-530NGX-D3 | 2023-06-28 | 2025-03-31 | Yes
Win Win Precision Technology Co Ltd | WST-530NGX-D3 (IEC 61215-2021) | 2024-08-09 | 2027-08-09 | Yes
Win Win Precision Technology Co Ltd | WST-535NGX-D3 (IEC 61215-2021) | 2024-08-09 | 2027-08-09 | Yes
Win Win Precision Technology Co Ltd | WST-540NGX-D3 (IEC 61215-2021) | 2024-08-09 | 2027-08-09 | Yes
Win Win Precision Technology Co Ltd | WST-585NGX72-A7 (IEC 61215-2021) | 2024-08-09 | 2027-08-09 | Yes
Win Win Precision Technology Co Ltd | WST-625NHX66-A4 (IEC 61215-2021) | 2025-03-21 | 2028-03-21 | Yes
Win Win Precision Technology Co Ltd | WST-630NHX66-A4 (IEC 61215-2021) | 2025-03-21 | 2028-03-21 | Yes
Wujun Chongqing Solar Co Ltd | WJM72D31-580/16BH (IEC 61215-2021) | 2025-11-27 | 2028-11-27 | Yes
Wujun Chongqing Solar Co Ltd | WJM72D31-585/16BH (IEC 61215-2021) | 2025-11-27 | 2028-11-27 | Yes
Wujun Chongqing Solar Co Ltd | WJM72D31-590/16BH (IEC 61215-2021) | 2025-11-27 | 2028-11-27 | Yes
Wujun Chongqing Solar Co Ltd | WJM72D31-595/16BH (IEC 61215-2021) | 2025-11-27 | 2028-11-27 | Yes
Wujun Chongqing Solar Co Ltd | WJM78D31-625/16BH (IEC 61215-2021) | 2025-11-27 | 2028-11-27 | Yes
Wujun Chongqing Solar Co Ltd | WJM78D31-630/16BH (IEC 61215-2021) | 2025-11-27 | 2028-11-27 | Yes
Wujun Chongqing Solar Co Ltd | WJM78D31-635/16BH (IEC 61215-2021) | 2025-11-27 | 2028-11-27 | Yes
Wujun Chongqing Solar Co Ltd | WJM78D31-640/16BH (IEC 61215-2021) | 2025-11-27 | 2028-11-27 | Yes
Wujun Chongqing Solar Co Ltd | WJM78D31-645/16BH (IEC 61215-2021) | 2025-11-27 | 2028-11-27 | Yes
Wuxi Suntech Power Co Ltd | STP415S-C54/Nshm | 2023-03-16 | 2025-03-31 | Yes
Wuxi Suntech Power Co Ltd | STP415S-C54/Nshm (IEC 61215-2021) | 2024-09-04 | 2027-09-04 | Yes
Wuxi Suntech Power Co Ltd | STP415S-C54/Umhb | 2023-11-03 | 2025-03-31 | Yes
Wuxi Suntech Power Co Ltd | STP415S-C54/Umhm | 2022-06-24 | 2025-03-31 | Yes
Wuxi Suntech Power Co Ltd | STP415S-C54/Umhm (IEC 61215-2021) | 2024-09-04 | 2027-09-04 | Yes
Wuxi Suntech Power Co Ltd | STP430S-C54/Nshb | 2023-03-16 | 2025-03-31 | Yes
Wuxi Suntech Power Co Ltd | STP430S-C54/Nshm | 2023-03-16 | 2025-03-31 | Yes
Wuxi Suntech Power Co Ltd | STP430S-C54/Umh | 2022-06-24 | 2025-03-31 | Yes
Wuxi Suntech Power Co Ltd | STP435S-C54/Nshb (IEC 61215-2021) | 2024-09-04 | 2027-09-04 | Yes
Wuxi Suntech Power Co Ltd | STP435S-C54/Nshtb+ (IEC 61215-2021) | 2024-09-04 | 2027-09-04 | Yes
Wuxi Suntech Power Co Ltd | STP440S-C54/Nshb | 2024-03-26 | 2025-03-31 | Yes
Wuxi Suntech Power Co Ltd | STP440S-C54/Nshb (IEC 61215-2021) | 2024-09-04 | 2027-09-04 | Yes
Wuxi Suntech Power Co Ltd | STP440S-C54/Nshkm+ | 2022-03-28 | 2025-03-31 | Yes
Wuxi Suntech Power Co Ltd | STP440S-C54/Nshkm+ (IEC 61215-2021) | 2024-09-04 | 2027-09-04 | Yes
Wuxi Suntech Power Co Ltd | STP440S-C54/Nshm | 2023-06-26 | 2025-03-31 | Yes
Wuxi Suntech Power Co Ltd | STP440S-C54/Nshm (IEC 61215-2021) | 2024-09-04 | 2027-09-04 | Yes
Wuxi Suntech Power Co Ltd | STP440S-C54/Nshtb+ | 2022-03-28 | 2025-03-31 | Yes
Wuxi Suntech Power Co Ltd | STP440S-C54/Nshtb+ (IEC 61215-2021) | 2024-09-04 | 2027-09-04 | Yes
Wuxi Suntech Power Co Ltd | STP440S-H48-Nfb+ (IEC 61215-2021) | 2025-04-22 | 2028-04-22 | Yes
Wuxi Suntech Power Co Ltd | STP440S-H48-Nth+ (IEC 61215-2021) | 2025-04-22 | 2028-04-22 | Yes
Wuxi Suntech Power Co Ltd | STP445S-H48-Nfb+ (IEC 61215-2021) | 2025-04-22 | 2028-04-22 | Yes
Wuxi Suntech Power Co Ltd | STP445S-H48-Nth+ (IEC 61215-2021) | 2025-04-22 | 2028-04-22 | Yes
Wuxi Suntech Power Co Ltd | STP450S-H48-Nfb+ (IEC 61215-2021) | 2025-04-22 | 2028-04-22 | Yes
Wuxi Suntech Power Co Ltd | STP450S-H48-Nkh+ (IEC 61215-2021) | 2025-04-22 | 2028-04-22 | Yes
Wuxi Suntech Power Co Ltd | STP450S-H48-Nth+ (IEC 61215-2021) | 2025-04-22 | 2028-04-22 | Yes
Wuxi Suntech Power Co Ltd | STP455S-H48-Nkh+ (IEC 61215-2021) | 2025-04-22 | 2028-04-22 | Yes
Wuxi Suntech Power Co Ltd | STP460S-H48-Nkh+ (IEC 61215-2021) | 2025-04-22 | 2028-04-22 | Yes
Wuxi Suntech Power Co Ltd | STP475S-C60-Nkh (IEC 61215-2021) | 2024-09-04 | 2027-09-04 | Yes
Wuxi Suntech Power Co Ltd | STP500S-H54-Nfb+ (IEC 61215-2021) | 2025-04-22 | 2028-04-22 | Yes
Wuxi Suntech Power Co Ltd | STP500S-H54-Nth+ (IEC 61215-2021) | 2025-04-22 | 2028-04-22 | Yes
Wuxi Suntech Power Co Ltd | STP505S-H54-Nfb+ (IEC 61215-2021) | 2025-04-22 | 2028-04-22 | Yes
Wuxi Suntech Power Co Ltd | STP505S-H54-Nkh+ (IEC 61215-2021) | 2025-04-22 | 2028-04-22 | Yes
Wuxi Suntech Power Co Ltd | STP505S-H54-Nth+ (IEC 61215-2021) | 2025-04-22 | 2028-04-22 | Yes
Wuxi Suntech Power Co Ltd | STP510S-H54-Nfb+ (IEC 61215-2021) | 2025-04-22 | 2028-04-22 | Yes
Wuxi Suntech Power Co Ltd | STP510S-H54-Nkh+ (IEC 61215-2021) | 2025-04-22 | 2028-04-22 | Yes
Wuxi Suntech Power Co Ltd | STP515S-H54-Nkh+ (IEC 61215-2021) | 2025-04-22 | 2028-04-22 | Yes
Wuxi Suntech Power Co Ltd | STP550S-C72/Pmh+ (IEC 61215-2021) | 2024-09-04 | 2027-09-04 | Yes
Wuxi Suntech Power Co Ltd | STP550S-C72/Vmh | 2023-06-26 | 2025-03-31 | Yes
Wuxi Suntech Power Co Ltd | STP550S-C72/Vmh (IEC 61215-2021) | 2024-09-04 | 2027-09-04 | Yes
Wuxi Suntech Power Co Ltd | STP555S-C72/Vmh (IEC 61215-2021) | 2024-09-04 | 2027-09-04 | Yes
Wuxi Suntech Power Co Ltd | STP565S-C72/Nsh+ | 2023-03-16 | 2025-03-31 | Yes
Wuxi Suntech Power Co Ltd | STP570S-C72/Nsh+ | 2023-03-16 | 2025-03-31 | Yes
Wuxi Suntech Power Co Ltd | STP580S-C72/Nsh (IEC 61215-2021) | 2024-09-04 | 2027-09-04 | Yes
Wuxi Suntech Power Co Ltd | STP580S-C72/Nsh+ (IEC 61215-2021) | 2024-09-04 | 2027-09-04 | Yes
Wuxi Suntech Power Co Ltd | STP585S-C72/Nsh (IEC 61215-2021) | 2024-09-04 | 2027-09-04 | Yes
Wuxi Suntech Power Co Ltd | STP585S-C72/Nsh+ (IEC 61215-2021) | 2024-09-04 | 2027-09-04 | Yes
Wuxi Suntech Power Co Ltd | STP600S-D60/Wmh (IEC 61215-2021) | 2024-09-04 | 2027-09-04 | Yes
Wuxi Suntech Power Co Ltd | STP610S-H66-Nsh+ (IEC 61215-2021) | 2025-04-22 | 2028-04-22 | Yes
Wuxi Suntech Power Co Ltd | STP615S-H66-Nsh+ (IEC 61215-2021) | 2025-04-22 | 2028-04-22 | Yes
Wuxi Suntech Power Co Ltd | STP620S-H66-Nsh+ (IEC 61215-2021) | 2025-04-22 | 2028-04-22 | Yes
Yancheng Runda PV Co Ltd | RS450S8-108GANT (IEC 61215-2021) | 2024-09-20 | 2027-09-20 | Yes
Yancheng Runda PV Co Ltd | RS450S8B-108GANT (IEC 61215-2021) | 2024-09-20 | 2027-09-20 | Yes
Yancheng Runda PV Co Ltd | RS455S8-108GANT (IEC 61215-2021) | 2024-09-20 | 2027-09-20 | Yes
Yancheng Runda PV Co Ltd | RS455S8B-108GANT (IEC 61215-2021) | 2024-09-20 | 2027-09-20 | Yes
Yancheng Runda PV Co Ltd | RS460S8-108GANT (IEC 61215-2021) | 2024-09-20 | 2027-09-20 | Yes
Yancheng Runda PV Co Ltd | RS460S8B-108GANT (IEC 61215-2021) | 2024-09-20 | 2027-09-20 | Yes
Yancheng Runda PV Co Ltd | RS465S8-108GANT (IEC 61215-2021) | 2024-09-20 | 2027-09-20 | Yes
Yancheng Runda PV Co Ltd | RS465S8B-108GANT (IEC 61215-2021) | 2024-09-20 | 2027-09-20 | Yes
Yancheng Runda PV Co Ltd | RS500S8-120GANT (IEC 61215-2021) | 2024-09-20 | 2027-09-20 | Yes
Yancheng Runda PV Co Ltd | RS500S8B-120GANT (IEC 61215-2021) | 2024-09-20 | 2027-09-20 | Yes
Yancheng Runda PV Co Ltd | RS505S8-120GANT (IEC 61215-2021) | 2024-09-20 | 2027-09-20 | Yes
Yancheng Runda PV Co Ltd | RS505S8B-120GANT (IEC 61215-2021) | 2024-09-20 | 2027-09-20 | Yes
Yancheng Runda PV Co Ltd | RS510S8-120GANT (IEC 61215-2021) | 2024-09-20 | 2027-09-20 | Yes
Yancheng Runda PV Co Ltd | RS510S8B-120GANT (IEC 61215-2021) | 2024-09-20 | 2027-09-20 | Yes
Yancheng Runda PV Co Ltd | RS515S8-120GANT (IEC 61215-2021) | 2024-09-20 | 2027-09-20 | Yes
Yancheng Runda PV Co Ltd | RS515S8B-120GANT (IEC 61215-2021) | 2024-09-20 | 2027-09-20 | Yes
Yancheng Runda PV Co Ltd | RS520S8-120GANT (IEC 61215-2021) | 2024-09-20 | 2027-09-20 | Yes
Yancheng Runda PV Co Ltd | RS520S8B-120GANT (IEC 61215-2021) | 2024-09-20 | 2027-09-20 | Yes
Yancheng Runda PV Co Ltd | RS620S8-144GANT (IEC 61215-2021) | 2024-09-20 | 2027-09-20 | Yes
Yancheng Runda PV Co Ltd | RS620S8B-144GANT (IEC 61215-2021) | 2024-09-20 | 2027-09-20 | Yes
Yingchen New Energy Technology Co Ltd | YC400PSF54M10/2 (IEC 61215-2021) | 2025-03-21 | 2028-03-21 | Yes
Yingchen New Energy Technology Co Ltd | YC405PSF54M10/2 (IEC 61215-2021) | 2025-03-21 | 2028-03-21 | Yes
Yingchen New Energy Technology Co Ltd | YC410PSF54M10/2 (IEC 61215-2021) | 2025-03-21 | 2028-03-21 | Yes
Yingchen New Energy Technology Co Ltd | YC415PSF54M10/2 (IEC 61215-2021) | 2025-03-21 | 2028-03-21 | Yes
Yingchen New Energy Technology Co Ltd | YC420PSF54M10/2 (IEC 61215-2021) | 2025-03-21 | 2028-03-21 | Yes
Yingchen New Energy Technology Co Ltd | YC425PSF54M10/2 (IEC 61215-2021) | 2025-03-21 | 2028-03-21 | Yes
Yingchen New Energy Technology Co Ltd | YC440PSF60M10/2 (IEC 61215-2021) | 2025-03-21 | 2028-03-21 | Yes
Yingchen New Energy Technology Co Ltd | YC445PSF60M10/2 (IEC 61215-2021) | 2025-03-21 | 2028-03-21 | Yes
Yingchen New Energy Technology Co Ltd | YC450PSF60M10/2 (IEC 61215-2021) | 2025-03-21 | 2028-03-21 | Yes
Yingchen New Energy Technology Co Ltd | YC455PSF60M10/2 (IEC 61215-2021) | 2025-03-21 | 2028-03-21 | Yes
Yingchen New Energy Technology Co Ltd | YC460PSF60M10/2 (IEC 61215-2021) | 2025-03-21 | 2028-03-21 | Yes
Yingchen New Energy Technology Co Ltd | YC505PSF66M10/2 (IEC 61215-2021) | 2025-03-21 | 2028-03-21 | Yes
Yingchen New Energy Technology Co Ltd | YC510PSF66M10/2 (IEC 61215-2021) | 2025-03-21 | 2028-03-21 | Yes
Yingchen New Energy Technology Co Ltd | YC515PSF66M10/2 (IEC 61215-2021) | 2025-03-21 | 2028-03-21 | Yes
Yingchen New Energy Technology Co Ltd | YC540PSF72M10/2 (IEC 61215-2021) | 2025-03-21 | 2028-03-21 | Yes
Yingchen New Energy Technology Co Ltd | YC545PSF72M10/2 (IEC 61215-2021) | 2025-03-21 | 2028-03-21 | Yes
Yingchen New Energy Technology Co Ltd | YC550PSF72M10/2 (IEC 61215-2021) | 2025-03-21 | 2028-03-21 | Yes
Yingchen New Energy Technology Co Ltd | YC555PSF72M10/2 (IEC 61215-2021) | 2025-03-21 | 2028-03-21 | Yes
Yingchen New Energy Technology Co Ltd | YC560PSF72M10/2 (IEC 61215-2021) | 2025-03-21 | 2028-03-21 | Yes
Yingchen New Energy Technology Co Ltd | YC565PSF72M10/2 (IEC 61215-2021) | 2025-03-21 | 2028-03-21 | Yes
Yingli Energy Development Co Ltd | YL415D-37e 1500V 1/2 | 2023-03-30 | 2025-03-31 | Yes
Yingli Energy Development Co Ltd | YL440CF48 i/2 | 2023-11-16 | 2025-03-31 | Yes
Yingli Energy Development Co Ltd | YL440CF48 i/2 (IEC 61215-2021) | 2024-09-13 | 2027-09-13 | Yes
Yingli Energy Development Co Ltd | YL440CF54 e/2 (IEC 61215-2021) | 2025-06-11 | 2028-06-11 | Yes
Yingli Energy Development Co Ltd | YL445CF48 i/2 (IEC 61215-2021) | 2024-09-13 | 2027-09-13 | Yes
Yingli Energy Development Co Ltd | YL445CF54 e/2 (IEC 61215-2021) | 2025-06-11 | 2028-06-11 | Yes
Yingli Energy Development Co Ltd | YL450CF48 i/2 (IEC 61215-2021) | 2025-06-11 | 2028-06-11 | Yes
Yingli Energy Development Co Ltd | YL470CF60 e/2 (IEC 61215-2021) | 2025-06-11 | 2028-06-11 | Yes
Yingli Energy Development Co Ltd | YL480CF60 e/2 (IEC 61215-2021) | 2025-06-11 | 2028-06-11 | Yes
Yingli Energy Development Co Ltd | YL490CF60 e/2 (IEC 61215-2021) | 2025-06-11 | 2028-06-11 | Yes
Yingli Energy Development Co Ltd | YL495CF60 e/2 (IEC 61215-2021) | 2025-06-11 | 2028-06-11 | Yes
Yingli Energy Development Co Ltd | YL500CF66 e/2 (IEC 61215-2021) | 2025-06-11 | 2028-06-11 | Yes
Yingli Energy Development Co Ltd | YL510CF66 e/2 (IEC 61215-2021) | 2025-06-11 | 2028-06-11 | Yes
Yingli Energy Development Co Ltd | YL520CF66 e/2 (IEC 61215-2021) | 2025-06-11 | 2028-06-11 | Yes
Yingli Energy Development Co Ltd | YL540CF66 e/2 (IEC 61215-2021) | 2025-06-11 | 2028-06-11 | Yes
Yingli Energy Development Co Ltd | YL545CF66 e/2 (IEC 61215-2021) | 2025-06-11 | 2028-06-11 | Yes
Yingli Energy Development Co Ltd | YL550D-49e 1500V 1/2 | 2023-03-30 | 2025-03-31 | Yes
Yingli Energy Development Co Ltd | YL570CF72 e/2 | 2023-11-16 | 2025-03-31 | Yes
Yingli Energy Development Co Ltd | YL575CF72 e/2 | 2023-11-16 | 2025-03-31 | Yes
Yingli Energy Development Co Ltd | YL575CF72 e/2 (IEC 61215-2021) | 2024-09-13 | 2027-09-13 | Yes
Yingli Energy Development Co Ltd | YL580CF72 e/2 (IEC 61215-2021) | 2024-09-13 | 2027-09-13 | Yes
Yingli Energy Development Co Ltd | YL585CF72 e/2 (IEC 61215-2021) | 2024-09-13 | 2027-09-13 | Yes
Yingli Energy Development Co Ltd | YL590CF72 e/2 (IEC 61215-2021) | 2024-09-13 | 2027-09-13 | Yes
Yingli Energy Development Co Ltd | YL595CF72 e/2 (IEC 61215-2021) | 2025-06-11 | 2028-06-11 | Yes
Yingli Energy Development Co Ltd | YL600CF66 i/2 (IEC 61215-2021) | 2024-09-13 | 2027-09-13 | Yes
Yingli Energy Development Co Ltd | YL600CF72 e/2 (IEC 61215-2021) | 2025-06-11 | 2028-06-11 | Yes
Yingli Energy Development Co Ltd | YL605CF66 i/2 (IEC 61215-2021) | 2024-09-13 | 2027-09-13 | Yes
Yingli Energy Development Co Ltd | YL610CF66 i/2 (IEC 61215-2021) | 2024-09-13 | 2027-09-13 | Yes
Yingli Energy Development Co Ltd | YL615CF66 i/2 (IEC 61215-2021) | 2024-09-13 | 2027-09-13 | Yes
Yingli Energy Development Co Ltd | YL620CF66 i/2 (IEC 61215-2021) | 2025-06-11 | 2028-06-11 | Yes
Yingli Energy Development Co Ltd | YL625CF66 i/2 (IEC 61215-2021) | 2025-06-11 | 2028-06-11 | Yes
Yingli Energy Development Co Ltd | YL625CF78 e/2 (IEC 61215-2021) | 2024-09-13 | 2027-09-13 | Yes
Yingli Energy Development Co Ltd | YL630CF60 f/2 (IEC 61215-2021) | 2024-09-13 | 2027-09-13 | Yes
Yingli Energy Development Co Ltd | YL630CF66 i/2 (IEC 61215-2021) | 2025-06-11 | 2028-06-11 | Yes
Yingli Energy Development Co Ltd | YL635CF60 f/2 (IEC 61215-2021) | 2025-06-11 | 2028-06-11 | Yes
Yingli Energy Development Co Ltd | YL640CF60 f/2 (IEC 61215-2021) | 2024-09-13 | 2027-09-13 | Yes
Yingli Energy Development Co Ltd | YL645CF60 f/2 (IEC 61215-2021) | 2024-09-13 | 2027-09-13 | Yes
Yingli Energy Development Co Ltd | YL650CF60 f/2 (IEC 61215-2021) | 2024-09-13 | 2027-09-13 | Yes
Yingli Energy Development Co Ltd | YL655CF60 f/2 (IEC 61215-2021) | 2025-06-11 | 2028-06-11 | Yes
Yingli Energy Development Co Ltd | YL695CF66 f/2 (IEC 61215-2021) | 2024-09-13 | 2027-09-13 | Yes
Yingli Energy Development Co Ltd | YL700CF66 f/2 (IEC 61215-2021) | 2024-09-13 | 2027-09-13 | Yes
Yingli Energy Development Co Ltd | YL705CF66 f/2 (IEC 61215-2021) | 2024-09-13 | 2027-09-13 | Yes
Yingli Energy Development Co Ltd | YL710CF66 f/2 (IEC 61215-2021) | 2024-09-13 | 2027-09-13 | Yes
Yingli Energy Development Co Ltd | YL715CF66 f/2 (IEC 61215-2021) | 2024-09-13 | 2027-09-13 | Yes
Yingli Energy Development Co Ltd | YL720CF66 f/2 (IEC 61215-2021) | 2025-06-11 | 2028-06-11 | Yes
Zhejiang Aiko Solar Technology Co Ltd | AIKO-A440-MAH54Mb (IEC 61215-2021) | 2025-04-30 | 2028-04-30 | Yes
Zhejiang Aiko Solar Technology Co Ltd | AIKO-A440-MAH54Tm (IEC 61215-2021) | 2025-05-19 | 2028-05-19 | Yes
Zhejiang Aiko Solar Technology Co Ltd | AIKO-A445-MAH54Mb (IEC 61215-2021) | 2025-04-30 | 2028-04-30 | Yes
Zhejiang Aiko Solar Technology Co Ltd | AIKO-A445-MAH54Tm (IEC 61215-2021) | 2025-05-19 | 2028-05-19 | Yes
Zhejiang Aiko Solar Technology Co Ltd | AIKO-A450-MAH54Mb (IEC 61215-2021) | 2025-04-30 | 2028-04-30 | Yes
Zhejiang Aiko Solar Technology Co Ltd | AIKO-A450-MAH54Mw (IEC 61215-2021) | 2025-04-30 | 2028-04-30 | Yes
Zhejiang Aiko Solar Technology Co Ltd | AIKO-A450-MAH54Tm (IEC 61215-2021) | 2025-05-19 | 2028-05-19 | Yes
Zhejiang Aiko Solar Technology Co Ltd | AIKO-A455-MAH54Db (IEC 61215-2021) | 2025-05-27 | 2028-05-27 | Yes
Zhejiang Aiko Solar Technology Co Ltd | AIKO-A455-MAH54Mb (IEC 61215-2021) | 2025-04-30 | 2028-04-30 | Yes
Zhejiang Aiko Solar Technology Co Ltd | AIKO-A455-MAH54Mw (IEC 61215-2021) | 2025-04-30 | 2028-04-30 | Yes
Zhejiang Aiko Solar Technology Co Ltd | AIKO-A460-MAH54Db (IEC 61215-2021) | 2025-05-27 | 2028-05-27 | Yes
Zhejiang Aiko Solar Technology Co Ltd | AIKO-A460-MAH54Mb (IEC 61215-2021) | 2025-04-30 | 2028-04-30 | Yes
Zhejiang Aiko Solar Technology Co Ltd | AIKO-A460-MAH54Mw (IEC 61215-2021) | 2025-04-30 | 2028-04-30 | Yes
Zhejiang Aiko Solar Technology Co Ltd | AIKO-A465-MAH54Db (IEC 61215-2021) | 2025-05-27 | 2028-05-27 | Yes
Zhejiang Aiko Solar Technology Co Ltd | AIKO-A465-MAH54Dw (IEC 61215-2021) | 2025-05-27 | 2028-05-27 | Yes
Zhejiang Aiko Solar Technology Co Ltd | AIKO-A465-MAH54Mb (IEC 61215-2021) | 2024-08-30 | 2027-08-30 | Yes
Zhejiang Aiko Solar Technology Co Ltd | AIKO-A465-MAH54Mw (IEC 61215-2021) | 2025-04-30 | 2028-04-30 | Yes
Zhejiang Aiko Solar Technology Co Ltd | AIKO-A465-MCE54Mb (IEC 61215-2021) | 2025-06-04 | 2028-06-04 | Yes
Zhejiang Aiko Solar Technology Co Ltd | AIKO-A470-MAH54Mb (IEC 61215-2021) | 2024-08-30 | 2027-08-30 | Yes
Zhejiang Aiko Solar Technology Co Ltd | AIKO-A470-MAH54Mw (IEC 61215-2021) | 2024-08-30 | 2027-08-30 | Yes
Zhejiang Aiko Solar Technology Co Ltd | AIKO-A470-MCE54Db (IEC 61215-2021) | 2025-05-23 | 2028-05-23 | Yes
Zhejiang Aiko Solar Technology Co Ltd | AIKO-A470-MCE54Mb (IEC 61215-2021) | 2025-06-04 | 2028-06-04 | Yes
Zhejiang Aiko Solar Technology Co Ltd | AIKO-A475-MAH54Mw (IEC 61215-2021) | 2024-08-30 | 2027-08-30 | Yes
Zhejiang Aiko Solar Technology Co Ltd | AIKO-A475-MCE54Db (IEC 61215-2021) | 2025-05-23 | 2028-05-23 | Yes
Zhejiang Aiko Solar Technology Co Ltd | AIKO-A475-MCE54Dw (IEC 61215-2021) | 2025-05-23 | 2028-05-23 | Yes
Zhejiang Aiko Solar Technology Co Ltd | AIKO-A475-MCE54Mb (IEC 61215-2021) | 2025-06-04 | 2028-06-04 | Yes
Zhejiang Aiko Solar Technology Co Ltd | AIKO-A475-MCE54Mw (IEC 61215-2021) | 2025-06-04 | 2028-06-04 | Yes
Zhejiang Aiko Solar Technology Co Ltd | AIKO-A480-MCE54Db (IEC 61215-2021) | 2025-05-23 | 2028-05-23 | Yes
Zhejiang Aiko Solar Technology Co Ltd | AIKO-A480-MCE54Dw (IEC 61215-2021) | 2025-05-23 | 2028-05-23 | Yes
Zhejiang Aiko Solar Technology Co Ltd | AIKO-A480-MCE54Mb (IEC 61215-2021) | 2025-06-04 | 2028-06-04 | Yes
Zhejiang Aiko Solar Technology Co Ltd | AIKO-A480-MCE54Mw (IEC 61215-2021) | 2025-06-04 | 2028-06-04 | Yes
Zhejiang Aiko Solar Technology Co Ltd | AIKO-A485-MCE54Db (IEC 61215-2021) | 2025-05-23 | 2028-05-23 | Yes
Zhejiang Aiko Solar Technology Co Ltd | AIKO-A485-MCE54Dw (IEC 61215-2021) | 2025-05-23 | 2028-05-23 | Yes
Zhejiang Aiko Solar Technology Co Ltd | AIKO-A485-MCE54Mb (IEC 61215-2021) | 2025-06-04 | 2028-06-04 | Yes
Zhejiang Aiko Solar Technology Co Ltd | AIKO-A485-MCE54Mw (IEC 61215-2021) | 2025-06-04 | 2028-06-04 | Yes
Zhejiang Aiko Solar Technology Co Ltd | AIKO-A490-MCE54Mb (IEC 61215-2021) | 2025-06-04 | 2028-06-04 | Yes
Zhejiang Aiko Solar Technology Co Ltd | AIKO-A490-MCE54Mw (IEC 61215-2021) | 2025-06-04 | 2028-06-04 | Yes
Zhejiang Aiko Solar Technology Co Ltd | AIKO-A495-MCE54Mb (IEC 61215-2021) | 2025-06-04 | 2028-06-04 | Yes
Zhejiang Aiko Solar Technology Co Ltd | AIKO-A495-MCE54Mw (IEC 61215-2021) | 2025-06-04 | 2028-06-04 | Yes
Zhejiang Aiko Solar Technology Co Ltd | AIKO-A500-MAH60Db (IEC 61215-2021) | 2025-06-12 | 2028-06-12 | Yes
Zhejiang Aiko Solar Technology Co Ltd | AIKO-A500-MAH60Dw (IEC 61215-2021) | 2025-06-12 | 2028-06-12 | Yes
Zhejiang Aiko Solar Technology Co Ltd | AIKO-A500-MAH60Mb (IEC 61215-2021) | 2024-08-30 | 2027-08-30 | Yes
Zhejiang Aiko Solar Technology Co Ltd | AIKO-A500-MAH60Mw (IEC 61215-2021) | 2024-08-30 | 2027-08-30 | Yes
Zhejiang Aiko Solar Technology Co Ltd | AIKO-A500-MCE54Mw (IEC 61215-2021) | 2025-06-04 | 2028-06-04 | Yes
Zhejiang Aiko Solar Technology Co Ltd | AIKO-A505-MAH60Db (IEC 61215-2021) | 2025-06-12 | 2028-06-12 | Yes
Zhejiang Aiko Solar Technology Co Ltd | AIKO-A505-MAH60Dw (IEC 61215-2021) | 2025-06-12 | 2028-06-12 | Yes
Zhejiang Aiko Solar Technology Co Ltd | AIKO-A505-MAH60Mb (IEC 61215-2021) | 2024-08-30 | 2027-08-30 | Yes
Zhejiang Aiko Solar Technology Co Ltd | AIKO-A505-MAH60Mw (IEC 61215-2021) | 2024-08-30 | 2027-08-30 | Yes
Zhejiang Aiko Solar Technology Co Ltd | AIKO-A510-MAH60Db (IEC 61215-2021) | 2025-06-12 | 2028-06-12 | Yes
Zhejiang Aiko Solar Technology Co Ltd | AIKO-A510-MAH60Dw (IEC 61215-2021) | 2025-06-12 | 2028-06-12 | Yes
Zhejiang Aiko Solar Technology Co Ltd | AIKO-A510-MAH60Mb (IEC 61215-2021) | 2024-08-30 | 2027-08-30 | Yes
Zhejiang Aiko Solar Technology Co Ltd | AIKO-A510-MAH60Mw (IEC 61215-2021) | 2024-08-30 | 2027-08-30 | Yes
Zhejiang Aiko Solar Technology Co Ltd | AIKO-A515-MAH60Db (IEC 61215-2021) | 2025-06-12 | 2028-06-12 | Yes
Zhejiang Aiko Solar Technology Co Ltd | AIKO-A515-MAH60Dw (IEC 61215-2021) | 2025-06-12 | 2028-06-12 | Yes
Zhejiang Aiko Solar Technology Co Ltd | AIKO-A515-MAH60Mb (IEC 61215-2021) | 2024-08-30 | 2027-08-30 | Yes
Zhejiang Aiko Solar Technology Co Ltd | AIKO-A515-MAH60Mw (IEC 61215-2021) | 2024-08-30 | 2027-08-30 | Yes
Zhejiang Aiko Solar Technology Co Ltd | AIKO-A520-MAH60Dw (IEC 61215-2021) | 2025-06-12 | 2028-06-12 | Yes
Zhejiang Aiko Solar Technology Co Ltd | AIKO-A520-MAH60Mb (IEC 61215-2021) | 2024-08-30 | 2027-08-30 | Yes
Zhejiang Aiko Solar Technology Co Ltd | AIKO-A520-MAH60Mw (IEC 61215-2021) | 2024-08-30 | 2027-08-30 | Yes
Zhejiang Aiko Solar Technology Co Ltd | AIKO-A525-MAH60Mw (IEC 61215-2021) | 2024-08-30 | 2027-08-30 | Yes
Zhejiang Aiko Solar Technology Co Ltd | AIKO-A590-MAH72Mw (IEC 61215-2021) | 2025-04-30 | 2028-04-30 | Yes
Zhejiang Aiko Solar Technology Co Ltd | AIKO-A600-MAH72Mw (IEC 61215-2021) | 2025-04-30 | 2028-04-30 | Yes
Zhejiang Aiko Solar Technology Co Ltd | AIKO-A605-MAH72Dw (IEC 61215-2021) | 2025-05-27 | 2028-05-27 | Yes
Zhejiang Aiko Solar Technology Co Ltd | AIKO-A605-MAH72Mw (IEC 61215-2021) | 2025-04-30 | 2028-04-30 | Yes
Zhejiang Aiko Solar Technology Co Ltd | AIKO-A610-MAH72Dw (IEC 61215-2021) | 2025-05-27 | 2028-05-27 | Yes
Zhejiang Aiko Solar Technology Co Ltd | AIKO-A610-MAH72Mw (IEC 61215-2021) | 2025-04-30 | 2028-04-30 | Yes
Zhejiang Aiko Solar Technology Co Ltd | AIKO-A615-MAH72Mw (IEC 61215-2021) | 2025-04-30 | 2028-04-30 | Yes
Zhejiang Aiko Solar Technology Co Ltd | AIKO-A630-MAH72Mw (IEC 61215-2021) | 2024-08-30 | 2027-08-30 | Yes
Zhejiang Aiko Solar Technology Co Ltd | AIKO-A635-MAH72Mw (IEC 61215-2021) | 2024-08-30 | 2027-08-30 | Yes
Zhejiang Aiko Solar Technology Co Ltd | AIKO-A640-GRH66Dw (IEC 61215-2021) | 2025-06-12 | 2028-06-12 | Yes
Zhejiang Aiko Solar Technology Co Ltd | AIKO-A645-GRH66Dw (IEC 61215-2021) | 2025-06-12 | 2028-06-12 | Yes
Zhejiang Aiko Solar Technology Co Ltd | AIKO-A650-GRH66Dw (IEC 61215-2021) | 2025-06-12 | 2028-06-12 | Yes
Zhejiang Aiko Solar Technology Co Ltd | AIKO-A655-GRH66Dw (IEC 61215-2021) | 2025-06-12 | 2028-06-12 | Yes
Zhejiang Aiko Solar Technology Co Ltd | AIKO-A660-GRH66Dw (IEC 61215-2021) | 2025-06-12 | 2028-06-12 | Yes
Zhejiang Aiko Solar Technology Co Ltd | AIKO-G465-MCH54Mw (IEC 61215-2021) | 2024-07-12 | 2027-07-12 | Yes
Zhejiang Aiko Solar Technology Co Ltd | AIKO-G470-MCH54Mw (IEC 61215-2021) | 2024-07-12 | 2027-07-12 | Yes
Zhejiang Aiko Solar Technology Co Ltd | AIKO-G475-MCH54Mw (IEC 61215-2021) | 2024-07-12 | 2027-07-12 | Yes
Zhejiang Aiko Solar Technology Co Ltd | AIKO-G480-MCH54Mw (IEC 61215-2021) | 2024-07-12 | 2027-07-12 | Yes
Zhejiang Aiko Solar Technology Co Ltd | AIKO-G485-MCH54Mw (IEC 61215-2021) | 2024-07-12 | 2027-07-12 | Yes
Zhejiang Aiko Solar Technology Co Ltd | AIKO-G620-MCH72Dw (IEC 61215-2021) | 2024-07-12 | 2027-07-12 | Yes
Zhejiang Aiko Solar Technology Co Ltd | AIKO-G625-MCH72Dw (IEC 61215-2021) | 2024-07-12 | 2027-07-12 | Yes
Zhejiang Aiko Solar Technology Co Ltd | AIKO-G625-MCH72Mw (IEC 61215-2021) | 2024-07-12 | 2027-07-12 | Yes
Zhejiang Aiko Solar Technology Co Ltd | AIKO-G630-MCH72Dw (IEC 61215-2021) | 2024-07-12 | 2027-07-12 | Yes
Zhejiang Aiko Solar Technology Co Ltd | AIKO-G630-MCH72Mw (IEC 61215-2021) | 2024-07-12 | 2027-07-12 | Yes
Zhejiang Aiko Solar Technology Co Ltd | AIKO-G635-MCH72Dw (IEC 61215-2021) | 2024-07-12 | 2027-07-12 | Yes
Zhejiang Aiko Solar Technology Co Ltd | AIKO-G635-MCH72Mw (IEC 61215-2021) | 2024-07-12 | 2027-07-12 | Yes
Zhejiang Aiko Solar Technology Co Ltd | AIKO-G640-MCH72Dw (IEC 61215-2021) | 2024-07-12 | 2027-07-12 | Yes
Zhejiang Aiko Solar Technology Co Ltd | AIKO-G640-MCH72Mw (IEC 61215-2021) | 2024-07-12 | 2027-07-12 | Yes
Zhejiang Aiko Solar Technology Co Ltd | AIKO-G645-MCH72Dw (IEC 61215-2021) | 2024-07-12 | 2027-07-12 | Yes
Zhejiang Aiko Solar Technology Co Ltd | AIKO-G645-MCH72Mw (IEC 61215-2021) | 2024-07-12 | 2027-07-12 | Yes
Zhejiang Aiko Solar Technology Co Ltd | AIKO-G650-MCH72Dw (IEC 61215-2021) | 2024-07-12 | 2027-07-12 | Yes
Zhejiang Aiko Solar Technology Co Ltd | AIKO-G650-MCH72Mw (IEC 61215-2021) | 2024-07-12 | 2027-07-12 | Yes
Zhejiang Aiko Solar Technology Co Ltd | AIKO-G655-MCH72Mw (IEC 61215-2021) | 2024-07-12 | 2027-07-12 | Yes
Zhejiang Aiko Solar Technology Co Ltd | AIKO-G660-MCH72Mw (IEC 61215-2021) | 2024-07-12 | 2027-07-12 | Yes
Zhejiang Kingdom Solar Energy Technic Co Ltd | KD-M440-108-N (IEC 61215-2021) | 2025-08-04 | 2028-08-04 | Yes
Zhejiang Kingdom Solar Energy Technic Co Ltd | KD-M570-144-N (IEC 61215-2021) | 2025-08-04 | 2028-08-04 | Yes
Zhejiang Kingdom Solar Energy Technic Co Ltd | KD-M590-144-N (IEC 61215-2021) | 2025-08-04 | 2028-08-04 | Yes
Zhejiang Sunpro Power Technology co Ltd | SP415-108M10 | 2023-08-16 | 2025-03-31 | Yes
Zhejiang Sunpro Power Technology co Ltd | SP415-N108M10 | 2023-08-16 | 2025-03-31 | Yes
Zhejiang Sunpro Power Technology co Ltd | SP415-N108M10 (IEC 61215-2021) | 2024-10-03 | 2027-10-03 | Yes
Zhejiang Sunpro Power Technology co Ltd | SP440-N108M10 | 2023-08-16 | 2025-03-31 | Yes
Zhejiang Sunpro Power Technology co Ltd | SP440-N108M10 (IEC 61215-2021) | 2024-10-03 | 2027-10-03 | Yes
Zhejiang Sunpro Power Technology co Ltd | SP475-N120M10 | 2023-08-16 | 2025-03-31 | Yes
Zhejiang Sunpro Power Technology co Ltd | SP475-N120M10 (IEC 61215-2021) | 2024-10-03 | 2027-10-03 | Yes
Zhejiang Sunpro Power Technology co Ltd | SP530-N132M10 (IEC 61215-2021) | 2024-10-03 | 2027-10-03 | Yes
Zhejiang Sunpro Power Technology co Ltd | SP540-N132M10 (IEC 61215-2021) | 2024-10-03 | 2027-10-03 | Yes
Zhejiang Sunpro Power Technology co Ltd | SP545-144M10 | 2023-08-16 | 2025-03-31 | Yes
Zhejiang Sunpro Power Technology co Ltd | SP550-144M10 | 2023-08-16 | 2025-03-31 | Yes
Zhejiang Sunpro Power Technology co Ltd | SP550-N144M10 (IEC 61215-2021) | 2024-10-03 | 2027-10-03 | Yes
Zhejiang Sunpro Power Technology co Ltd | SP570-N144M10 | 2023-08-16 | 2025-03-31 | Yes
Zhejiang Sunpro Power Technology co Ltd | SP575-N144M10 (IEC 61215-2021) | 2024-10-03 | 2027-10-03 | Yes
Zhejiang Sunpro Power Technology co Ltd | SP580-N144M10 (IEC 61215-2021) | 2024-10-03 | 2027-10-03 | Yes
Zhejiang Sunpro Power Technology co Ltd | SP625-N156M10 (IEC 61215-2021) | 2024-10-03 | 2027-10-03 | Yes
Zhejiang Sunpro Power Technology co Ltd | SP630-N156M10 (IEC 61215-2021) | 2024-10-03 | 2027-10-03 | Yes
Zhejiang Sunpro Power Technology co Ltd | SP660-132M12 | 2023-08-16 | 2025-03-31 | Yes
Zhejiang Sunpro Power Technology co Ltd | SPDG415-N108M10 (IEC 61215-2021) | 2024-10-03 | 2027-10-03 | Yes
Zhejiang Sunpro Power Technology co Ltd | SPDG440-N108M10 | 2023-08-16 | 2025-03-31 | Yes
Zhejiang Sunpro Power Technology co Ltd | SPDG440-N108M10 (IEC 61215-2021) | 2024-10-03 | 2027-10-03 | Yes
Zhejiang Sunpro Power Technology co Ltd | SPDG475-N120M10 | 2023-08-16 | 2025-03-31 | Yes
Zhejiang Sunpro Power Technology co Ltd | SPDG475-N120M10 (IEC 61215-2021) | 2024-10-03 | 2027-10-03 | Yes
Zhejiang Sunpro Power Technology co Ltd | SPDG530-N132M10 (IEC 61215-2021) | 2024-10-03 | 2027-10-03 | Yes
Zhejiang Sunpro Power Technology co Ltd | SPDG540-N132M10 (IEC 61215-2021) | 2024-10-03 | 2027-10-03 | Yes
Zhejiang Sunpro Power Technology co Ltd | SPDG545-144M10 | 2023-08-16 | 2025-03-31 | Yes
Zhejiang Sunpro Power Technology co Ltd | SPDG550-144M10 | 2023-08-16 | 2025-03-31 | Yes
Zhejiang Sunpro Power Technology co Ltd | SPDG550-N144M10 (IEC 61215-2021) | 2024-10-03 | 2027-10-03 | Yes
Zhejiang Sunpro Power Technology co Ltd | SPDG570-N144M10 | 2023-08-16 | 2025-03-31 | Yes
Zhejiang Sunpro Power Technology co Ltd | SPDG575-N144M10 (IEC 61215-2021) | 2024-10-03 | 2027-10-03 | Yes
Zhejiang Sunpro Power Technology co Ltd | SPDG580-N144M10 (IEC 61215-2021) | 2024-10-03 | 2027-10-03 | Yes
Zhejiang Sunpro Power Technology co Ltd | SPDG625-N156M10 (IEC 61215-2021) | 2024-10-03 | 2027-10-03 | Yes
Zhejiang Sunpro Power Technology co Ltd | SPDG630-N156M10 (IEC 61215-2021) | 2024-10-03 | 2027-10-03 | Yes
ZNSHINE PV-TECH Co Ltd | ZXM7-SH108-415/M (IEC 61215-2021) | 2024-09-16 | 2027-09-16 | Yes
ZNSHINE PV-TECH Co Ltd | ZXM7-SH120-440/M (IEC 61215-2021) | 2024-09-16 | 2027-09-16 | Yes
ZNSHINE PV-TECH Co Ltd | ZXM7-SH132-510/M (IEC 61215-2021) | 2024-09-16 | 2027-09-16 | Yes
ZNSHINE PV-TECH Co Ltd | ZXM7-SH144-550/M (IEC 61215-2021) | 2024-09-16 | 2027-09-16 | Yes
ZNSHINE PV-TECH CO LTD | ZXM7-SHLD108-415/M (IEC 61215-2021) | 2024-09-20 | 2027-09-20 | Yes
ZNSHINE PV-TECH CO LTD | ZXM7-SHLD120-440/M (IEC 61215-2021) | 2024-09-20 | 2027-09-20 | Yes
ZNSHINE PV-TECH CO LTD | ZXM7-SHLD132-510/M (IEC 61215-2021) | 2024-09-20 | 2027-09-20 | Yes
ZNSHINE PV-TECH CO LTD | ZXM7-SHLD144-550/M (IEC 61215-2021) | 2024-09-20 | 2027-09-20 | Yes
ZNSHINE PV-TECH CO LTD | ZXM7-UHLD108-440/N (IEC 61215-2021) | 2024-09-20 | 2027-09-20 | Yes
ZNSHINE PV-TECH CO LTD | ZXM7-UHLD120-475/N (IEC 61215-2021) | 2024-09-20 | 2027-09-20 | Yes
ZNSHINE PV-TECH CO LTD | ZXM7-UHLD132-510/N (IEC 61215-2021) | 2024-09-20 | 2027-09-20 | Yes
ZNSHINE PV-TECH CO LTD | ZXM7-UHLDD108-415/N (IEC 61215-2021) | 2024-09-20 | 2027-09-20 | Yes
ZNSHINE PV-TECH CO LTD | ZXM7-UHLDD108-440/N (IEC 61215-2021) | 2024-09-20 | 2027-09-20 | Yes
ZNSHINE PV-TECH CO LTD | ZXM7-UHLDD120-475/N (IEC 61215-2021) | 2024-09-20 | 2027-09-20 | Yes
ZNSHINE PV-TECH CO LTD | ZXM7-UHLDD132-510/N (IEC 61215-2021) | 2024-09-20 | 2027-09-20 | Yes
ZNSHINE PV-TECH CO LTD | ZXM7-UHLDD144-580/N (IEC 61215-2021) | 2024-09-20 | 2027-09-20 | Yes
ZNSHINE PV-TECH CO LTD | ZXMR-UHLD108-475/N (IEC 61215-2021) | 2024-09-20 | 2027-09-20 | Yes
ZNSHINE PV-TECH CO LTD | ZXMR-UHLD96-440/N (IEC 61215-2021) | 2024-09-20 | 2027-09-20 | Yes
ZNSHINE PV-TECH CO LTD | ZXMR-UHLDD108-475/N (IEC 61215-2021) | 2024-09-20 | 2027-09-20 | Yes
ZNSHINE PV-TECH CO LTD | ZXMR-UHLDD96-440/N (IEC 61215-2021) | 2024-09-20 | 2027-09-20 | Yes
LONGi Green Energy Technology Co Ltd | LR5-54HTH-445M | 2021-04-14 | 2025-03-31 | Yes
LONGi Green Energy Technology Co Ltd | LR5-54HTH-445M (IEC 61215-2021) | 2024-08-20 | 2027-08-20 | Yes
LONGi Green Energy Technology Co Ltd | LR5-54HTH-450M | 2021-04-14 | 2025-03-31 | Yes
LONGi Green Energy Technology Co Ltd | LR5-54HTH-450M (IEC 61215-2021) | 2024-08-20 | 2027-08-20 | Yes
LONGi Green Energy Technology Co Ltd | LR5-66HIH-490M | 2021-04-14 | 2025-03-31 | Yes
LONGi Green Energy Technology Co Ltd | LR5-66HIH-495M | 2021-04-14 | 2025-03-31 | Yes
LONGi Green Energy Technology Co Ltd | LR5-66HIH-500M | 2021-04-14 | 2025-03-31 | Yes
LONGi Green Energy Technology Co Ltd | LR5-66HIH-505M | 2021-04-14 | 2025-03-31 | Yes
LONGi Green Energy Technology Co Ltd | LR5-66HIH-510M | 2021-04-14 | 2025-03-31 | Yes
LONGi Green Energy Technology Co Ltd | LR5-66HIH-515M | 2021-04-14 | 2025-03-31 | Yes
LONGi Green Energy Technology Co Ltd | LR5-66HPH-485M | 2021-04-14 | 2025-03-31 | Yes
LONGi Green Energy Technology Co Ltd | LR5-66HPH-490M | 2021-04-14 | 2025-03-31 | Yes
LONGi Green Energy Technology Co Ltd | LR5-66HPH-495M | 2021-04-14 | 2025-03-31 | Yes
LONGi Green Energy Technology Co Ltd | LR5-66HPH-500M | 2021-04-14 | 2025-03-31 | Yes
LONGi Green Energy Technology Co Ltd | LR5-66HPH-505M | 2021-04-14 | 2025-03-31 | Yes
LONGi Green Energy Technology Co Ltd | LR5-66HPH-510M | 2021-04-14 | 2025-03-31 | Yes
LONGi Green Energy Technology Co Ltd | LR5-66HPH-515M | 2021-04-14 | 2025-03-31 | Yes
LONGi Green Energy Technology Co Ltd | LR5-66HTH-520M | 2021-04-14 | 2025-03-31 | Yes
LONGi Green Energy Technology Co Ltd | LR5-66HTH-525M | 2021-04-14 | 2025-03-31 | Yes
LONGi Green Energy Technology Co Ltd | LR5-66HTH-530M | 2021-04-14 | 2025-03-31 | Yes
LONGi Green Energy Technology Co Ltd | LR5-66HTH-530M (IEC 61215-2021) | 2024-08-20 | 2027-08-20 | Yes
LONGi Green Energy Technology Co Ltd | LR5-66HTH-535M | 2021-04-14 | 2025-03-31 | Yes
LONGi Green Energy Technology Co Ltd | LR5-66HTH-535M (IEC 61215-2021) | 2024-08-20 | 2027-08-20 | Yes
LONGi Green Energy Technology Co Ltd | LR5-66HTH-540M | 2021-04-14 | 2025-03-31 | Yes
LONGi Green Energy Technology Co Ltd | LR5-66HTH-540M (IEC 61215-2021) | 2024-08-20 | 2027-08-20 | Yes
LONGi Green Energy Technology Co Ltd | LR5-72HBD-545M | 2021-04-14 | 2024-09-30 | Yes
LONGi Green Energy Technology Co Ltd | LR5-72HBD-550M | 2022-09-05 | 2024-09-30 | Yes
LONGi Green Energy Technology Co Ltd | LR5-72HBD-555M | 2022-09-05 | 2024-09-30 | Yes
LONGi Green Energy Technology Co Ltd | LR5-72HBD-560M | 2023-10-06 | 2024-09-30 | Yes
LONGi Green Energy Technology Co Ltd | LR5-72HGD-565M | 2023-10-06 | 2024-09-30 | Yes
LONGi Green Energy Technology Co Ltd | LR5-72HGD-570M | 2023-10-06 | 2024-09-30 | Yes
LONGi Green Energy Technology Co Ltd | LR5-72HGD-575M | 2023-10-06 | 2024-09-30 | Yes
LONGi Green Energy Technology Co Ltd | LR5-72HGD-580M | 2023-10-06 | 2024-09-30 | Yes
LONGi Green Energy Technology Co Ltd | LR5-72HGD-580M (IEC 61215-2021) | 2025-05-09 | 2028-05-09 | Yes
LONGi Green Energy Technology Co Ltd | LR5-72HGD-585M | 2023-10-06 | 2024-09-30 | Yes
LONGi Green Energy Technology Co Ltd | LR5-72HGD-585M (IEC 61215-2021) | 2025-05-09 | 2028-05-09 | Yes
LONGi Green Energy Technology Co Ltd | LR5-72HGD-590M | 2023-10-06 | 2024-09-30 | Yes
LONGi Green Energy Technology Co Ltd | LR5-72HGD-590M (IEC 61215-2021) | 2025-05-09 | 2028-05-09 | Yes
LONGi Green Energy Technology Co Ltd | LR5-72HIBD-520M | 2021-04-14 | 2024-09-30 | Yes
LONGi Green Energy Technology Co Ltd | LR5-72HIBD-525M | 2021-04-14 | 2024-09-30 | Yes
LONGi Green Energy Technology Co Ltd | LR5-72HIBD-530M | 2021-04-14 | 2024-09-30 | Yes
LONGi Green Energy Technology Co Ltd | LR5-72HIBD-535M | 2021-04-14 | 2024-09-30 | Yes
LONGi Green Energy Technology Co Ltd | LR5-72HIBD-540M | 2021-04-14 | 2024-09-30 | Yes
LONGi Green Energy Technology Co Ltd | LR5-72HIH-535M | 2021-04-14 | 2025-03-31 | Yes
LONGi Green Energy Technology Co Ltd | LR5-72HIH-540M | 2021-04-14 | 2025-03-31 | Yes
LONGi Green Energy Technology Co Ltd | LR5-72HIH-545M | 2021-04-14 | 2025-03-31 | Yes
LONGi Green Energy Technology Co Ltd | LR5-72HIH-550M | 2021-04-14 | 2025-03-31 | Yes
LONGi Green Energy Technology Co Ltd | LR5-72HIH-555M | 2021-04-14 | 2025-03-31 | Yes
LONGi Green Energy Technology Co Ltd | LR5-72HIH-560M | 2021-04-14 | 2025-03-31 | Yes
LONGi Green Energy Technology Co Ltd | LR5-72HPH-535M | 2021-04-14 | 2025-03-31 | Yes
LONGi Green Energy Technology Co Ltd | LR5-72HPH-540M | 2021-04-14 | 2025-03-31 | Yes
LONGi Green Energy Technology Co Ltd | LR5-72HPH-545M | 2021-04-14 | 2025-03-31 | Yes
LONGi Green Energy Technology Co Ltd | LR5-72HPH-550M | 2021-04-14 | 2025-03-31 | Yes
LONGi Green Energy Technology Co Ltd | LR5-72HPH-555M | 2021-04-14 | 2025-03-31 | Yes
LONGi Green Energy Technology Co Ltd | LR5-72HPH-560M | 2022-09-05 | 2024-09-30 | Yes
LONGi Green Energy Technology Co Ltd | LR5-72HTD-565M | 2022-09-05 | 2024-09-30 | Yes
LONGi Green Energy Technology Co Ltd | LR5-72HTD-570M | 2022-09-05 | 2024-09-30 | Yes
LONGi Green Energy Technology Co Ltd | LR5-72HTD-575M | 2022-09-05 | 2024-09-30 | Yes
LONGi Green Energy Technology Co Ltd | LR5-72HTH-570M | 2021-04-14 | 2025-03-31 | Yes
LONGi Green Energy Technology Co Ltd | LR5-72HTH-575M | 2021-04-14 | 2025-03-31 | Yes
LONGi Green Energy Technology Co Ltd | LR5-72HTH-580M | 2021-04-14 | 2025-03-31 | Yes
LONGi Green Energy Technology Co Ltd | LR5-72HTH-580M (IEC 61215-2021) | 2024-08-20 | 2027-08-20 | Yes
LONGi Green Energy Technology Co Ltd | LR5-72HTH-585M | 2021-04-14 | 2025-03-31 | Yes
LONGi Green Energy Technology Co Ltd | LR5-72HTH-585M (IEC 61215-2021) | 2024-08-20 | 2027-08-20 | Yes
LONGi Green Energy Technology Co Ltd | LR5-72HTH-590M | 2023-10-06 | 2025-03-31 | Yes
LONGi Green Energy Technology Co Ltd | LR5-72HTH-590M (IEC 61215-2021) | 2024-08-20 | 2027-08-20 | Yes
LONGi Green Energy Technology Co Ltd | LR5-72HTH-595M | 2021-04-14 | 2025-03-31 | Yes
LONGi Green Energy Technology Co Ltd | LR5-72HTH-595M (IEC 61215-2021) | 2024-08-20 | 2027-08-20 | Yes
LONGi Green Energy Technology Co Ltd | LR5-72HTH-600M | 2021-04-14 | 2025-03-31 | Yes
LONGi Green Energy Technology Co Ltd | LR5-72HTH-600M (IEC 61215-2021) | 2024-08-20 | 2027-08-20 | Yes
LONGi Green Energy Technology Co Ltd | LR5-72HTHF-565M | 2021-04-14 | 2025-03-31 | Yes
LONGi Green Energy Technology Co Ltd | LR5-72HTHF-570M | 2021-04-14 | 2025-03-31 | Yes
LONGi Green Energy Technology Co Ltd | LR5-72HTHF-575M | 2021-04-14 | 2025-03-31 | Yes
LONGi Green Energy Technology Co Ltd | LR5-72HTHF-580M | 2021-04-14 | 2025-03-31 | Yes
LONGi Green Energy Technology Co Ltd | LR5-72HTHF-580M (IEC 61215-2021) | 2024-08-20 | 2027-08-20 | Yes
LONGi Green Energy Technology Co Ltd | LR5-72HTHF-585M | 2021-04-14 | 2025-03-31 | Yes
LONGi Green Energy Technology Co Ltd | LR5-72HTHF-585M (IEC 61215-2021) | 2024-08-20 | 2027-08-20 | Yes
LONGi Green Energy Technology Co Ltd | LR5-72HTHF-590M | 2021-04-14 | 2025-03-31 | Yes
LONGi Green Energy Technology Co Ltd | LR5-72HTHF-590M (IEC 61215-2021) | 2024-08-20 | 2027-08-20 | Yes
LONGi Green Energy Technology Co Ltd | LR5-72HTHF-595M | 2021-04-14 | 2025-03-31 | Yes
LONGi Green Energy Technology Co Ltd | LR5-72HTHF-595M (IEC 61215-2021) | 2024-08-20 | 2027-08-20 | Yes
LONGi Green Energy Technology Co Ltd | LR5-72HTHF-600M | 2021-04-14 | 2025-03-31 | Yes
LONGi Green Energy Technology Co Ltd | LR5-72HTHF-600M (IEC 61215-2021) | 2024-08-20 | 2027-08-20 | Yes
LONGi Green Energy Technology Co Ltd | LR6-60OPH-350M | 2024-05-30 | 2024-09-30 | Yes
LONGi Green Energy Technology Co Ltd | LR7-54HTH-460M (IEC 61215-2021) | 2024-09-09 | 2027-09-09 | Yes
LONGi Green Energy Technology Co Ltd | LR7-54HTH-465M (IEC 61215-2021) | 2024-09-09 | 2027-09-09 | Yes
LONGi Green Energy Technology Co Ltd | LR7-54HTH-470M (IEC 61215-2021) | 2024-09-09 | 2027-09-09 | Yes
LONGi Green Energy Technology Co Ltd | LR7-54HTH-475M (IEC 61215-2021) | 2024-09-09 | 2027-09-09 | Yes
LONGi Green Energy Technology Co Ltd | LR7-54HVH-475M (IEC 61215-2021) | 2025-04-02 | 2028-04-02 | Yes
LONGi Green Energy Technology Co Ltd | LR7-54HVH-480M (IEC 61215-2021) | 2025-04-02 | 2028-04-02 | Yes
LONGi Green Energy Technology Co Ltd | LR7-54HVH-485M (IEC 61215-2021) | 2025-04-02 | 2028-04-02 | Yes
LONGi Green Energy Technology Co Ltd | LR7-54HVH-490M (IEC 61215-2021) | 2025-04-02 | 2028-04-02 | Yes
LONGi Green Energy Technology Co Ltd | LR7-54HVH-495M (IEC 61215-2021) | 2025-04-02 | 2028-04-02 | Yes
LONGi Green Energy Technology Co Ltd | LR7-54HVH-500M (IEC 61215-2021) | 2025-04-02 | 2028-04-02 | Yes
LONGi Green Energy Technology Co Ltd | LR7-72HGD-610M (IEC 61215-2021) | 2025-05-09 | 2028-05-09 | Yes
LONGi Green Energy Technology Co Ltd | LR7-72HGD-615M (IEC 61215-2021) | 2025-05-09 | 2028-05-09 | Yes
LONGi Green Energy Technology Co Ltd | LR7-72HGD-620M (IEC 61215-2021) | 2025-05-09 | 2028-05-09 | Yes
LONGi Green Energy Technology Co Ltd | LR7-72HGD-625M (IEC 61215-2021) | 2025-05-09 | 2028-05-09 | Yes
LONGi Green Energy Technology Co Ltd | LR7-72HTH-610M (IEC 61215-2021) | 2024-09-09 | 2027-09-09 | Yes
LONGi Green Energy Technology Co Ltd | LR7-72HTH-615M (IEC 61215-2021) | 2024-09-09 | 2027-09-09 | Yes
LONGi Green Energy Technology Co Ltd | LR7-72HTH-620M (IEC 61215-2021) | 2024-09-09 | 2027-09-09 | Yes
LONGi Green Energy Technology Co Ltd | LR7-72HTH-625M (IEC 61215-2021) | 2024-09-09 | 2027-09-09 | Yes
LONGi Green Energy Technology Co Ltd | LR7-72HTH-630M (IEC 61215-2021) | 2024-09-09 | 2027-09-09 | Yes
LONGi Green Energy Technology Co Ltd | LR7-72HTH-635M (IEC 61215-2021) | 2024-09-09 | 2027-09-09 | Yes
LONGi Green Energy Technology Co Ltd | LR7-72HVH-640M (IEC 61215-2021) | 2025-04-02 | 2028-04-02 | Yes
LONGi Green Energy Technology Co Ltd | LR7-72HVH-645M (IEC 61215-2021) | 2025-04-02 | 2028-04-02 | Yes
LONGi Green Energy Technology Co Ltd | LR7-72HVH-650M (IEC 61215-2021) | 2025-04-02 | 2028-04-02 | Yes
LONGi Green Energy Technology Co Ltd | LR7-72HVH-655M (IEC 61215-2021) | 2025-04-02 | 2028-04-02 | Yes
LONGi Green Energy Technology Co Ltd | LR7-72HVH-660M (IEC 61215-2021) | 2025-04-02 | 2028-04-02 | Yes
LONGi Green Energy Technology Co Ltd | LR7-72HVHF-640M (IEC 61215-2021) | 2025-04-02 | 2028-04-02 | Yes
LONGi Green Energy Technology Co Ltd | LR7-72HVHF-645M (IEC 61215-2021) | 2025-04-02 | 2028-04-02 | Yes
LONGi Green Energy Technology Co Ltd | LR7-72HVHF-650M (IEC 61215-2021) | 2025-04-02 | 2028-04-02 | Yes
LONGi Green Energy Technology Co Ltd | LR7-72HVHF-655M (IEC 61215-2021) | 2025-04-02 | 2028-04-02 | Yes
LONGi Green Energy Technology Co Ltd | LR7-72HVHF-660M (IEC 61215-2021) | 2025-04-02 | 2028-04-02 | Yes
LONGi Green Energy Technology Co Ltd | LR7-72HYD-645M (IEC 61215-2021) | 2025-05-09 | 2028-05-09 | Yes
LONGi Green Energy Technology Co Ltd | LR7-72HYD-650M (IEC 61215-2021) | 2025-05-09 | 2028-05-09 | Yes
LONGi Green Energy Technology Co Ltd | LR7-72HYD-655M (IEC 61215-2021) | 2025-05-09 | 2028-05-09 | Yes
LONGi Green Energy Technology Co Ltd | LR7-72HYD-660M (IEC 61215-2021) | 2025-05-09 | 2028-05-09 | Yes
LONGi Green Energy Technology Co Ltd | LR8-66HGD-605M (IEC 61215-2021) | 2025-05-09 | 2028-05-09 | Yes
LONGi Green Energy Technology Co Ltd | LR8-66HGD-610M (IEC 61215-2021) | 2025-05-09 | 2028-05-09 | Yes
LONGi Green Energy Technology Co Ltd | LR8-66HGD-615M (IEC 61215-2021) | 2025-05-09 | 2028-05-09 | Yes
LONGi Green Energy Technology Co Ltd | LR8-66HGD-620M (IEC 61215-2021) | 2025-05-09 | 2028-05-09 | Yes
LONGi Green Energy Technology Co Ltd | LR8-66HGD-625M (IEC 61215-2021) | 2025-05-09 | 2028-05-09 | Yes
LONGi Green Energy Technology Co Ltd | LR8-66HYD-635M (IEC 61215-2021) | 2025-05-09 | 2028-05-09 | Yes
LONGi Green Energy Technology Co Ltd | LR8-66HYD-640M (IEC 61215-2021) | 2025-05-09 | 2028-05-09 | Yes
LONGi Green Energy Technology Co Ltd | LR8-66HYD-645M (IEC 61215-2021) | 2025-05-09 | 2028-05-09 | Yes
LONGi Green Energy Technology Co Ltd | LR8-66HYD-650M (IEC 61215-2021) | 2025-05-09 | 2028-05-09 | Yes
LUXEN SOLAR ENERGY CO LTD | LNDB-500ND (IEC 61215-2021) | 2024-11-20 | 2027-11-20 | Yes
LUXEN SOLAR ENERGY CO LTD | LNDB-505ND (IEC 61215-2021) | 2024-11-20 | 2027-11-20 | Yes
LUXEN SOLAR ENERGY CO LTD | LNDB-510ND (IEC 61215-2021) | 2024-11-20 | 2027-11-20 | Yes
LUXEN SOLAR ENERGY CO LTD | LNDT-615ND (IEC 61215-2021) | 2024-11-20 | 2027-11-20 | Yes
LUXEN SOLAR ENERGY CO LTD | LNDT-620ND (IEC 61215-2021) | 2024-11-20 | 2027-11-20 | Yes
LUXEN SOLAR ENERGY CO LTD | LNDT-625ND (IEC 61215-2021) | 2024-11-20 | 2027-11-20 | Yes
LUXEN SOLAR ENERGY CO LTD | LNDX-445ND (IEC 61215-2021) | 2024-11-20 | 2027-11-20 | Yes
LUXEN SOLAR ENERGY CO LTD | LNDX-450ND (IEC 61215-2021) | 2024-11-20 | 2027-11-20 | Yes
LUXEN SOLAR ENERGY CO LTD | LNDX-455ND (IEC 61215-2021) | 2024-11-20 | 2027-11-20 | Yes
LUXEN SOLAR ENERGY CO LTD | LNEK-600W | 2023-06-05 | 2024-09-30 | Yes
LUXEN SOLAR ENERGY CO LTD | LNEK-610W | 2023-06-05 | 2024-09-30 | Yes
LUXEN SOLAR ENERGY CO LTD | LNET-670W | 2023-06-05 | 2024-09-30 | Yes
LUXEN SOLAR ENERGY CO LTD | LNSK-370W | 2023-06-05 | 2024-09-30 | Yes
LUXEN SOLAR ENERGY CO LTD | LNSK-375W | 2023-06-05 | 2024-09-30 | Yes
LUXEN SOLAR ENERGY CO LTD | LNSU-450W | 2023-06-05 | 2024-09-30 | Yes
LUXEN SOLAR ENERGY CO LTD | LNSU-455W | 2023-06-05 | 2024-09-30 | Yes
LUXEN SOLAR ENERGY CO LTD | LNVB-400W | 2023-06-05 | 2024-09-30 | Yes
LUXEN SOLAR ENERGY CO LTD | LNVB-405W | 2023-06-05 | 2024-09-30 | Yes
LUXEN SOLAR ENERGY CO LTD | LNVB-410W | 2023-06-05 | 2024-09-30 | Yes
LUXEN SOLAR ENERGY CO LTD | LNVB-415W | 2023-06-05 | 2024-09-30 | Yes
LUXEN SOLAR ENERGY CO LTD | LNVB-430ND (IEC 61215-2021) | 2024-11-20 | 2027-11-20 | Yes
LUXEN SOLAR ENERGY CO LTD | LNVB-435ND (IEC 61215-2021) | 2024-11-20 | 2027-11-20 | Yes
LUXEN SOLAR ENERGY CO LTD | LNVB-440ND (IEC 61215-2021) | 2024-11-20 | 2027-11-20 | Yes
LUXEN SOLAR ENERGY CO LTD | LNVH-590W | 2023-06-05 | 2024-09-30 | Yes
LUXEN SOLAR ENERGY CO LTD | LNVH-595W | 2023-06-05 | 2024-09-30 | Yes
LUXEN SOLAR ENERGY CO LTD | LNVH-630ND (IEC 61215-2021) | 2024-11-20 | 2027-11-20 | Yes
LUXEN SOLAR ENERGY CO LTD | LNVH-635ND (IEC 61215-2021) | 2024-11-20 | 2027-11-20 | Yes
LUXEN SOLAR ENERGY CO LTD | LNVH-640ND (IEC 61215-2021) | 2024-11-20 | 2027-11-20 | Yes
LUXEN SOLAR ENERGY CO LTD | LNVK-450W | 2023-06-05 | 2024-09-30 | Yes
LUXEN SOLAR ENERGY CO LTD | LNVK-460W | 2023-06-05 | 2024-09-30 | Yes
LUXEN SOLAR ENERGY CO LTD | LNVT-500W | 2023-06-05 | 2024-09-30 | Yes
LUXEN SOLAR ENERGY CO LTD | LNVT-505W | 2023-06-05 | 2024-09-30 | Yes
LUXEN SOLAR ENERGY CO LTD | LNVT-510W | 2023-06-05 | 2024-09-30 | Yes
LUXEN SOLAR ENERGY CO LTD | LNVU-540W | 2023-06-05 | 2024-09-30 | Yes
LUXEN SOLAR ENERGY CO LTD | LNVU-550W | 2023-06-05 | 2024-09-30 | Yes
LUXEN SOLAR ENERGY CO LTD | LNVU-580ND (IEC 61215-2021) | 2024-11-20 | 2027-11-20 | Yes
LUXEN SOLAR ENERGY CO LTD | LNVU-585ND (IEC 61215-2021) | 2024-11-20 | 2027-11-20 | Yes
LUXEN SOLAR ENERGY CO LTD | LNVU-590ND (IEC 61215-2021) | 2024-11-20 | 2027-11-20 | Yes
Maanshan Kinse Energy Technology Co Ltd | KS395-108-M182 | 2023-08-17 | 2024-09-30 | Yes
Maanshan Kinse Energy Technology Co Ltd | KS400-108-M182 | 2023-08-17 | 2024-09-30 | Yes
Maanshan Kinse Energy Technology Co Ltd | KS405-108-M182 | 2023-08-17 | 2024-09-30 | Yes
Maanshan Kinse Energy Technology Co Ltd | KS410-108-M182 | 2023-08-17 | 2024-09-30 | Yes
Maanshan Kinse Energy Technology Co Ltd | KS415-108-M182 | 2023-08-17 | 2024-09-30 | Yes
Maanshan Kinse Energy Technology Co Ltd | KS440-120-M182 | 2023-08-17 | 2024-09-30 | Yes
Maanshan Kinse Energy Technology Co Ltd | KS445-120-M182 | 2023-08-17 | 2024-09-30 | Yes
Maanshan Kinse Energy Technology Co Ltd | KS450-120-M182 | 2023-08-17 | 2024-09-30 | Yes
Maanshan Kinse Energy Technology Co Ltd | KS455-120-M182 | 2023-08-17 | 2024-09-30 | Yes
Maanshan Kinse Energy Technology Co Ltd | KS460-120-M182 | 2023-08-17 | 2024-09-30 | Yes
Maanshan Kinse Energy Technology Co Ltd | KS530-144-M182 | 2023-08-17 | 2024-09-30 | Yes
Maanshan Kinse Energy Technology Co Ltd | KS535-144-M182 | 2023-08-17 | 2024-09-30 | Yes
Maanshan Kinse Energy Technology Co Ltd | KS540-110-M210 | 2023-08-17 | 2024-09-30 | Yes
Maanshan Kinse Energy Technology Co Ltd | KS540-144-M182 | 2023-08-17 | 2024-09-30 | Yes
Maanshan Kinse Energy Technology Co Ltd | KS545-110-M210 | 2023-08-17 | 2024-09-30 | Yes
Maanshan Kinse Energy Technology Co Ltd | KS545-144-M182 | 2023-08-17 | 2024-09-30 | Yes
Maanshan Kinse Energy Technology Co Ltd | KS550-110-M210 | 2023-08-17 | 2024-09-30 | Yes
Maanshan Kinse Energy Technology Co Ltd | KS550-144-M182 | 2023-08-17 | 2024-09-30 | Yes
Maanshan Kinse Energy Technology Co Ltd | KS555-110-M210 | 2023-08-17 | 2024-09-30 | Yes
Maanshan Kinse Energy Technology Co Ltd | KS560-110-M210 | 2023-08-17 | 2024-09-30 | Yes
MAGNUS GREEN SOLAR PANELS MANUFACTURING | MGS 60M10-440 | 2023-11-03 | 2024-08-16 | Yes
MAGNUS GREEN SOLAR PANELS MANUFACTURING | MGS 60M10-445 | 2023-11-03 | 2024-08-16 | Yes
MAGNUS GREEN SOLAR PANELS MANUFACTURING | MGS 60M10-450 | 2023-11-03 | 2024-08-16 | Yes
MAGNUS GREEN SOLAR PANELS MANUFACTURING | MGS-395-M54H-M10 | 2023-11-03 | 2024-08-16 | Yes
MAGNUS GREEN SOLAR PANELS MANUFACTURING | MGS-400-M54H-M10 | 2023-11-03 | 2024-08-16 | Yes
MAGNUS GREEN SOLAR PANELS MANUFACTURING | MGS-530-M72H-M10 | 2023-11-03 | 2024-08-16 | Yes
MAGNUS GREEN SOLAR PANELS MANUFACTURING | MGS-535-M72H-M10 | 2023-11-03 | 2024-08-16 | Yes
MAGNUS GREEN SOLAR PANELS MANUFACTURING | MGS-540-M72H-M10 | 2023-11-03 | 2024-08-16 | Yes
MAGNUS GREEN SOLAR PANELS MANUFACTURING | MGS-545-M72H-M10 | 2023-11-03 | 2024-08-16 | Yes
Maxeon Solar Technologies Ltd | SPR-MAX2-340 | 2022-09-19 | 2024-09-30 | Yes
Maxeon Solar Technologies Ltd | SPR-MAX2-350 | 2022-09-19 | 2024-09-30 | Yes
Maxeon Solar Technologies Ltd | SPR-MAX2-360 | 2022-09-19 | 2024-09-30 | Yes
Maxeon Solar Technologies Ltd | SPR-MAX3-370 | 2022-09-19 | 2025-03-31 | Yes
Maxeon Solar Technologies Ltd | SPR-MAX3-380 | 2021-10-05 | 2025-03-31 | Yes
Maxeon Solar Technologies Ltd | SPR-MAX3-390 | 2022-09-19 | 2025-03-31 | Yes
Maxeon Solar Technologies Ltd | SPR-MAX3-395 | 2021-10-05 | 2025-03-31 | Yes
Maxeon Solar Technologies Ltd | SPR-MAX3-400 | 2022-09-19 | 2025-03-31 | Yes
Maxeon Solar Technologies Ltd | SPR-MAX3-400-BLK-R | 2023-07-12 | 2025-03-31 | Yes
Maxeon Solar Technologies Ltd | SPR-MAX3-405-BLK-R | 2023-07-12 | 2025-03-31 | Yes
Maxeon Solar Technologies Ltd | SPR-MAX3-410-BLK | 2022-04-08 | 2025-03-31 | Yes
Maxeon Solar Technologies Ltd | SPR-MAX3-410-BLK-R | 2023-07-12 | 2025-03-31 | Yes
Maxeon Solar Technologies Ltd | SPR-MAX3-415 | 2022-04-08 | 2025-03-31 | Yes
Maxeon Solar Technologies Ltd | SPR-MAX3-415-BLK | 2022-04-08 | 2025-03-31 | Yes
Maxeon Solar Technologies Ltd | SPR-MAX3-415-BLK-R | 2023-07-12 | 2025-03-31 | Yes
Maxeon Solar Technologies Ltd | SPR-MAX3-420-BLK | 2022-04-08 | 2025-03-31 | Yes
Maxeon Solar Technologies Ltd | SPR-MAX3-420-BLK-R | 2023-07-12 | 2025-03-31 | Yes
Maxeon Solar Technologies Ltd | SPR-MAX3-425 | 2022-04-08 | 2025-03-31 | Yes
Maxeon Solar Technologies Ltd | SPR-MAX3-430 | 2022-04-08 | 2025-03-31 | Yes
Maxeon Solar Technologies Ltd | SPR-MAX5-390 | 2023-12-18 | 2024-09-30 | Yes
Maxeon Solar Technologies Ltd | SPR-MAX5-400 | 2023-12-18 | 2024-09-30 | Yes
Maxeon Solar Technologies Ltd | SPR-MAX5-410 | 2023-12-18 | 2024-09-30 | Yes
Maxeon Solar Technologies Ltd | SPR-MAX5-415 | 2023-12-18 | 2024-09-30 | Yes
Maxeon Solar Technologies Ltd | SPR-MAX5-420 | 2022-04-08 | 2024-09-30 | Yes
Maxeon Solar Technologies Ltd | SPR-MAX6-415-BLK | 2022-04-08 | 2024-09-30 | Yes
Maxeon Solar Technologies Ltd | SPR-MAX6-420 | 2022-04-08 | 2025-03-31 | Yes
Maxeon Solar Technologies Ltd | SPR-MAX6-425 | 2022-04-08 | 2025-03-31 | Yes
Maxeon Solar Technologies Ltd | SPR-MAX6-425-BLK | 2022-04-08 | 2024-09-30 | Yes
Maxeon Solar Technologies Ltd | SPR-MAX6-435 | 2022-04-08 | 2025-03-31 | Yes
Maxeon Solar Technologies Ltd | SPR-MAX6-440 | 2022-04-08 | 2025-03-31 | Yes
Maxeon Solar Technologies Ltd | SPR-MAX6-445 | 2023-07-12 | 2025-03-31 | Yes
Maxeon Solar Technologies Ltd | SPR-MAX6-475-COM | 2022-04-08 | 2024-09-30 | Yes
Maxeon Solar Technologies Ltd | SPR-P3-315-BLK | 2021-10-05 | 2024-09-30 | Yes
Maxeon Solar Technologies Ltd | SPR-P3-320-BLK | 2021-10-05 | 2024-09-30 | Yes
Maxeon Solar Technologies Ltd | SPR-P3-325-BLK | 2021-10-05 | 2024-09-30 | Yes
Maxeon Solar Technologies Ltd | SPR-P3-330-BLK | 2021-10-05 | 2024-09-30 | Yes
Maxeon Solar Technologies Ltd | SPR-P3-365-BLK | 2021-10-05 | 2025-03-31 | Yes
Maxeon Solar Technologies Ltd | SPR-P3-370-BLK | 2023-12-18 | 2025-03-31 | Yes
Maxeon Solar Technologies Ltd | SPR-P3-375-BLK | 2023-12-18 | 2025-03-31 | Yes
Maxeon Solar Technologies Ltd | SPR-P3-380-BLK | 2023-12-18 | 2025-03-31 | Yes
Maxeon Solar Technologies Ltd | SPR-P3-385-BLK | 2023-12-18 | 2025-03-31 | Yes
Maxeon Solar Technologies Ltd | SPR-P3-390-BLK | 2023-12-18 | 2025-03-31 | Yes
Maxeon Solar Technologies Ltd | SPR-P3-405-COM-1500 | 2021-10-05 | 2024-09-30 | Yes
Maxeon Solar Technologies Ltd | SPR-P3-410-COM-1500 | 2021-10-05 | 2024-09-30 | Yes
Maxeon Solar Technologies Ltd | SPR-P3-415-COM-1500 | 2021-10-05 | 2024-09-30 | Yes
Maxeon Solar Technologies Ltd | SPR-P3-420-COM-1500 | 2021-10-05 | 2024-09-30 | Yes
Maxeon Solar Technologies Ltd | SPR-P3-475-UPP | 2023-12-18 | 2025-03-31 | Yes
Maxeon Solar Technologies Ltd | SPR-P3-480-UPP | 2023-12-18 | 2025-03-31 | Yes
Maxeon Solar Technologies Ltd | SPR-P3-485-UPP | 2023-12-18 | 2025-03-31 | Yes
Maxeon Solar Technologies Ltd | SPR-P3-490-UPP | 2023-12-18 | 2025-03-31 | Yes
Maxeon Solar Technologies Ltd | SPR-P3-495-UPP | 2023-12-18 | 2025-03-31 | Yes
Maxeon Solar Technologies Ltd | SPR-P3-500-UPP | 2023-12-18 | 2025-03-31 | Yes
Maxeon Solar Technologies Ltd | SPR-P5-520-UPP | 2021-09-30 | 2024-09-30 | Yes
Maxeon Solar Technologies Ltd | SPR-P5-525-UPP | 2021-09-30 | 2024-09-30 | Yes
Maxeon Solar Technologies Ltd | SPR-P5-530-UPP | 2021-09-30 | 2024-09-30 | Yes
Maxeon Solar Technologies Ltd | SPR-P5-535-UPP | 2021-09-30 | 2024-09-30 | Yes
Maxeon Solar Technologies Ltd | SPR-P5-540-UPP | 2021-09-30 | 2024-09-30 | Yes
Maxeon Solar Technologies Ltd | SPR-P5-545-UPP | 2021-09-30 | 2024-09-30 | Yes
Maxeon Solar Technologies Ltd | SPR-P6-390-BLK | 2022-09-05 | 2025-03-31 | Yes
Maxeon Solar Technologies Ltd | SPR-P6-395-BLK | 2022-09-05 | 2025-03-31 | Yes
Maxeon Solar Technologies Ltd | SPR-P6-400-BLK | 2022-09-05 | 2025-03-31 | Yes
Maxeon Solar Technologies Ltd | SPR-P6-400-COM-XS | 2022-09-05 | 2025-03-31 | Yes
Maxeon Solar Technologies Ltd | SPR-P6-405-BLK | 2022-09-05 | 2025-03-31 | Yes
Maxeon Solar Technologies Ltd | SPR-P6-405-BLK (IEC 61215-2021) | 2025-02-28 | 2028-02-28 | Yes
Maxeon Solar Technologies Ltd | SPR-P6-405-COM-XS | 2022-09-05 | 2025-03-31 | Yes
Maxeon Solar Technologies Ltd | SPR-P6-405-COM-XS (IEC 61215-2021) | 2025-02-28 | 2028-02-28 | Yes
Maxeon Solar Technologies Ltd | SPR-P6-410-BLK | 2022-09-05 | 2025-03-31 | Yes
Maxeon Solar Technologies Ltd | SPR-P6-410-BLK (IEC 61215-2021) | 2025-02-28 | 2028-02-28 | Yes
Maxeon Solar Technologies Ltd | SPR-P6-410-COM-XS | 2022-09-05 | 2025-03-31 | Yes
Maxeon Solar Technologies Ltd | SPR-P6-410-COM-XS (IEC 61215-2021) | 2025-02-28 | 2028-02-28 | Yes
Maxeon Solar Technologies Ltd | SPR-P6-415-BLK | 2022-09-05 | 2025-03-31 | Yes
Maxeon Solar Technologies Ltd | SPR-P6-415-BLK (IEC 61215-2021) | 2025-02-28 | 2028-02-28 | Yes
Maxeon Solar Technologies Ltd | SPR-P6-415-COM-XS | 2022-09-05 | 2025-03-31 | Yes
Maxeon Solar Technologies Ltd | SPR-P6-415-COM-XS (IEC 61215-2021) | 2025-02-28 | 2028-02-28 | Yes
Maxeon Solar Technologies Ltd | SPR-P6-420-COM-XS | 2022-09-05 | 2025-03-31 | Yes
Maxeon Solar Technologies Ltd | SPR-P6-485-COM-S-BF | 2022-09-05 | 2025-03-31 | Yes
Maxeon Solar Technologies Ltd | SPR-P6-485-COM-S-BF (IEC 61215-2021) | 2024-10-17 | 2027-10-17 | Yes
Maxeon Solar Technologies Ltd | SPR-P6-490-COM-S-BF | 2022-09-05 | 2025-03-31 | Yes
Maxeon Solar Technologies Ltd | SPR-P6-490-COM-S-BF (IEC 61215-2021) | 2024-10-17 | 2027-10-17 | Yes
Maxeon Solar Technologies Ltd | SPR-P6-495-COM-S-BF | 2022-09-05 | 2025-03-31 | Yes
Maxeon Solar Technologies Ltd | SPR-P6-495-COM-S-BF (IEC 61215-2021) | 2024-10-17 | 2027-10-17 | Yes
Maxeon Solar Technologies Ltd | SPR-P6-500-COM-S-BF | 2022-09-05 | 2025-03-31 | Yes
Maxeon Solar Technologies Ltd | SPR-P6-500-COM-S-BF (IEC 61215-2021) | 2024-10-17 | 2027-10-17 | Yes
Maxeon Solar Technologies Ltd | SPR-P6-505-COM-S-BF | 2022-09-05 | 2025-03-31 | Yes
Maxeon Solar Technologies Ltd | SPR-P6-505-COM-S-BF (IEC 61215-2021) | 2024-10-17 | 2027-10-17 | Yes
Maxeon Solar Technologies Ltd | SPR-P6-535-COM-M-BF | 2022-04-08 | 2024-09-30 | Yes
Maxeon Solar Technologies Ltd | SPR-P6-540-COM-M-BF | 2022-04-08 | 2024-09-30 | Yes
Maxeon Solar Technologies Ltd | SPR-P6-545-COM-M-BF | 2022-04-08 | 2024-09-30 | Yes
Maxeon Solar Technologies Ltd | SPR-P6-550-COM-M-BF | 2022-04-08 | 2024-09-30 | Yes
Maxeon Solar Technologies Ltd | SPR-P7-435-BLK | 2024-03-19 | 2024-09-30 | Yes
Maxeon Solar Technologies Ltd | SPR-P7-440-BLK | 2024-03-19 | 2025-03-31 | Yes
Maxeon Solar Technologies Ltd | SPR-P7-440-BLK (IEC 61215-2021) | 2024-10-17 | 2027-10-17 | Yes
Maxeon Solar Technologies Ltd | SPR-P7-440-BLK-1500 (IEC 61215-2021) | 2024-10-17 | 2027-10-17 | Yes
Maxeon Solar Technologies Ltd | SPR-P7-445-BLK | 2024-03-19 | 2025-03-31 | Yes
Maxeon Solar Technologies Ltd | SPR-P7-445-BLK (IEC 61215-2021) | 2024-10-17 | 2027-10-17 | Yes
Maxeon Solar Technologies Ltd | SPR-P7-445-BLK-1500 (IEC 61215-2021) | 2024-10-17 | 2027-10-17 | Yes
Maxeon Solar Technologies Ltd | SPR-P7-450-BLK | 2024-03-19 | 2025-03-31 | Yes
Maxeon Solar Technologies Ltd | SPR-P7-450-BLK (IEC 61215-2021) | 2024-10-17 | 2027-10-17 | Yes
Maxeon Solar Technologies Ltd | SPR-P7-450-BLK-1500 (IEC 61215-2021) | 2024-10-17 | 2027-10-17 | Yes
Maxeon Solar Technologies Ltd | SPR-P7-455-BLK | 2024-03-19 | 2025-03-31 | Yes
Maxeon Solar Technologies Ltd | SPR-P7-455-BLK (IEC 61215-2021) | 2024-10-17 | 2027-10-17 | Yes
Maxeon Solar Technologies Ltd | SPR-P7-455-BLK-1500 (IEC 61215-2021) | 2024-10-17 | 2027-10-17 | Yes
Maxeon Solar Technologies Ltd | SPR-P7-460-BLK | 2024-03-19 | 2024-09-30 | Yes
Maxeon Solar Technologies Ltd | SPR-P7-530-COM-S | 2024-03-19 | 2024-09-30 | Yes
Maxeon Solar Technologies Ltd | SPR-P7-535-COM-S | 2024-03-19 | 2025-03-31 | Yes
Maxeon Solar Technologies Ltd | SPR-P7-535-COM-S (IEC 61215-2021) | 2024-10-17 | 2027-10-17 | Yes
Maxeon Solar Technologies Ltd | SPR-P7-540-COM-S | 2024-03-19 | 2025-03-31 | Yes
Maxeon Solar Technologies Ltd | SPR-P7-540-COM-S (IEC 61215-2021) | 2024-10-17 | 2027-10-17 | Yes
Maxeon Solar Technologies Ltd | SPR-P7-545-COM-S | 2024-03-19 | 2025-03-31 | Yes
Maxeon Solar Technologies Ltd | SPR-P7-545-COM-S (IEC 61215-2021) | 2024-10-17 | 2027-10-17 | Yes
Maxeon Solar Technologies Ltd | SPR-P7-550-COM-S | 2024-03-19 | 2025-03-31 | Yes
Maxeon Solar Technologies Ltd | SPR-P7-550-COM-S (IEC 61215-2021) | 2024-10-17 | 2027-10-17 | Yes
Maxeon Solar Technologies Ltd | SPR-P7-555-COM-S | 2024-03-19 | 2025-03-31 | Yes
Maxeon Solar Technologies Ltd | SPR-P7-555-COM-S (IEC 61215-2021) | 2024-10-17 | 2027-10-17 | Yes
Maxeon Solar Technologies Ltd | SPR-X22-485-COM | 2021-10-05 | 2024-09-30 | Yes
MINGYANG SOLAR CO LTD | MYMH-54HD-420 | 2023-09-07 | 2024-09-30 | Yes
MINGYANG SOLAR CO LTD | MYMH-54HD-425 | 2023-09-07 | 2024-09-30 | Yes
MINGYANG SOLAR CO LTD | MYMH-54HD-430 | 2023-09-07 | 2024-09-30 | Yes
MINGYANG SOLAR CO LTD | MYMH-54HD-435 | 2023-09-07 | 2024-09-30 | Yes
MINGYANG SOLAR CO LTD | MYMH-54HD-440 | 2023-09-07 | 2024-09-30 | Yes
MINGYANG SOLAR CO LTD | MYMH-60HD-470 | 2023-09-07 | 2024-09-30 | Yes
MINGYANG SOLAR CO LTD | MYMH-60HD-475 | 2023-09-07 | 2024-09-30 | Yes
MINGYANG SOLAR CO LTD | MYMH-60HD-480 | 2023-09-07 | 2024-09-30 | Yes
MINGYANG SOLAR CO LTD | MYMH-60HD-485 | 2023-09-07 | 2024-09-30 | Yes
MINGYANG SOLAR CO LTD | MYMH-72HD-565 | 2023-09-07 | 2024-09-30 | Yes
MINGYANG SOLAR CO LTD | MYMH-72HD-570 | 2023-09-07 | 2024-09-30 | Yes
MINGYANG SOLAR CO LTD | MYMH-72HD-575 | 2023-09-07 | 2024-09-30 | Yes
MINGYANG SOLAR CO LTD | MYMH-72HD-580 | 2023-09-07 | 2024-09-30 | Yes
MINGYANG SOLAR CO LTD | MYMH-72HD-585 | 2023-09-07 | 2024-09-30 | Yes
MINGYANG SOLAR CO LTD | MYMP-54HD-400 | 2023-09-07 | 2024-09-30 | Yes
MINGYANG SOLAR CO LTD | MYMP-54HD-405 | 2023-09-07 | 2024-09-30 | Yes
MINGYANG SOLAR CO LTD | MYMP-54HD-410 | 2023-09-07 | 2024-09-30 | Yes
MINGYANG SOLAR CO LTD | MYMP-54HD-415 | 2023-09-07 | 2024-09-30 | Yes
MINGYANG SOLAR CO LTD | MYMP-54HS-405 | 2023-09-07 | 2024-09-30 | Yes
MINGYANG SOLAR CO LTD | MYMP-54HS-410 | 2023-09-07 | 2024-09-30 | Yes
MINGYANG SOLAR CO LTD | MYMP-54HS-415 | 2023-09-07 | 2024-09-30 | Yes
MINGYANG SOLAR CO LTD | MYMP-60HD-445 | 2023-09-07 | 2024-09-30 | Yes
MINGYANG SOLAR CO LTD | MYMP-60HD-450 | 2023-09-07 | 2024-09-30 | Yes
MINGYANG SOLAR CO LTD | MYMP-60HD-455 | 2023-09-07 | 2024-09-30 | Yes
MINGYANG SOLAR CO LTD | MYMP-60HD-460 | 2023-09-07 | 2024-09-30 | Yes
MINGYANG SOLAR CO LTD | MYMP-60HS-450 | 2023-09-07 | 2024-09-30 | Yes
MINGYANG SOLAR CO LTD | MYMP-60HS-455 | 2023-09-07 | 2024-09-30 | Yes
MINGYANG SOLAR CO LTD | MYMP-60HS-460 | 2023-09-07 | 2024-09-30 | Yes
MINGYANG SOLAR CO LTD | MYMP-72HD-535 | 2023-09-07 | 2024-09-30 | Yes
MINGYANG SOLAR CO LTD | MYMP-72HD-540 | 2023-09-07 | 2024-09-30 | Yes
MINGYANG SOLAR CO LTD | MYMP-72HD-545 | 2023-09-07 | 2024-09-30 | Yes
MINGYANG SOLAR CO LTD | MYMP-72HD-550 | 2023-09-07 | 2024-09-30 | Yes
MINGYANG SOLAR CO LTD | MYMP-72HD-555 | 2023-09-07 | 2024-09-30 | Yes
MINGYANG SOLAR CO LTD | MYMP-72HS-540 | 2023-09-07 | 2024-09-30 | Yes
MINGYANG SOLAR CO LTD | MYMP-72HS-545 | 2023-09-07 | 2024-09-30 | Yes
MINGYANG SOLAR CO LTD | MYMP-72HS-550 | 2023-09-07 | 2024-09-30 | Yes
MINGYANG SOLAR CO LTD | MYMP-72HS-555 | 2023-09-07 | 2024-09-30 | Yes
Nanjing Solglass Science & Technology Co Ltd | SolartrixE 1200-400-60 | 2022-05-03 | 2024-09-30 | Yes
Nanjing Solglass Science & Technology Co Ltd | SolartrixE 1200-400-60 (IEC 61215-2021) | 2025-02-05 | 2028-02-05 | Yes
Nanjing Solglass Science & Technology Co Ltd | SolartrixE 1200-400-65 | 2022-05-03 | 2024-09-30 | Yes
Nanjing Solglass Science & Technology Co Ltd | SolartrixE 1200-400-65 (IEC 61215-2021) | 2025-02-05 | 2028-02-05 | Yes
Ningbo Osda Solar Co Ltd | ODA375-30V-MH | 2022-05-27 | 2024-03-30 | Yes
Ningbo Osda Solar Co Ltd | ODA375-30V-MHD | 2022-05-27 | 2024-03-30 | Yes
Ningbo Osda Solar Co Ltd | ODA410-27V-MH | 2022-05-27 | 2024-03-30 | Yes
Ningbo Osda Solar Co Ltd | ODA410-27V-MHD | 2022-05-27 | 2024-03-30 | Yes
Ningbo Osda Solar Co Ltd | ODA420-27V-MH | 2022-05-27 | 2024-03-30 | Yes
Ningbo Osda Solar Co Ltd | ODA420-27V-MHD | 2022-05-27 | 2024-03-30 | Yes
Ningbo Osda Solar Co Ltd | ODA425-27V-MH | 2023-05-08 | 2024-09-30 | Yes
Ningbo Osda Solar Co Ltd | ODA425-27V-MHD | 2023-05-08 | 2024-09-30 | Yes
Ningbo Osda Solar Co Ltd | ODA430-27V-MH | 2023-05-08 | 2024-09-30 | Yes
Ningbo Osda Solar Co Ltd | ODA430-27V-MHD | 2023-05-08 | 2024-09-30 | Yes
Ningbo Osda Solar Co Ltd | ODA450-30V-MHD | 2022-05-27 | 2024-03-30 | Yes
Ningbo Osda Solar Co Ltd | ODA450-36V-MH | 2022-05-27 | 2024-03-30 | Yes
Ningbo Osda Solar Co Ltd | ODA450-36V-MHD | 2022-05-27 | 2024-03-30 | Yes
Ningbo Osda Solar Co Ltd | ODA455-30V-MH | 2022-05-27 | 2024-03-30 | Yes
Ningbo Osda Solar Co Ltd | ODA460-30V-MH | 2023-05-08 | 2024-09-30 | Yes
Ningbo Osda Solar Co Ltd | ODA460-30V-MHD | 2023-05-08 | 2024-09-30 | Yes
Ningbo Osda Solar Co Ltd | ODA465-30V-MH | 2023-05-08 | 2024-09-30 | Yes
Ningbo Osda Solar Co Ltd | ODA465-30V-MHD | 2023-05-08 | 2024-09-30 | Yes
Ningbo Osda Solar Co Ltd | ODA470-30V-MH | 2023-05-08 | 2024-09-30 | Yes
Ningbo Osda Solar Co Ltd | ODA470-30V-MHD | 2023-05-08 | 2024-09-30 | Yes
Ningbo Osda Solar Co Ltd | ODA550-36V-MH | 2022-05-27 | 2024-03-30 | Yes
Ningbo Osda Solar Co Ltd | ODA550-36V-MHD | 2022-05-27 | 2024-03-30 | Yes
Ningbo Osda Solar Co Ltd | ODA555-36V-MH | 2022-05-27 | 2024-03-30 | Yes
Ningbo Osda Solar Co Ltd | ODA555-36V-MHD | 2022-05-27 | 2024-03-30 | Yes
Ningbo Osda Solar Co Ltd | ODA570-36V-MH | 2023-05-08 | 2024-09-30 | Yes
Ningbo Osda Solar Co Ltd | ODA570-36V-MHD | 2023-05-08 | 2024-09-30 | Yes
Ningbo Osda Solar Co Ltd | ODA575-36V-MHD | 2023-05-08 | 2024-09-30 | Yes
Ningbo Osda Solar Co Ltd | ODA600-30V-MH | 2022-05-27 | 2024-03-30 | Yes
Ningbo Osda Solar Co Ltd | ODA600-30V-MHD | 2022-05-27 | 2024-03-30 | Yes
Ningbo Osda Solar Co Ltd | ODA660-33V-MH | 2022-05-27 | 2024-03-30 | Yes
Ningbo Osda Solar Co Ltd | ODA660-33V-MHD | 2022-05-27 | 2024-03-30 | Yes
Ningbo Osda Solar Co Ltd | ODA665-33V-MH | 2022-05-27 | 2024-03-30 | Yes
Ningbo Osda Solar Co Ltd | ODA665-33V-MHD | 2022-05-27 | 2024-03-30 | Yes
Ningbo Osda Solar Co Ltd | ODA670-33V-MH | 2023-05-08 | 2024-09-30 | Yes
Ningbo Osda Solar Co Ltd | ODA680-33V-MH | 2023-05-08 | 2024-09-30 | Yes
Ningbo Osda Solar Co Ltd | ODA680-33V-MHD | 2023-05-08 | 2024-09-30 | Yes
Ningbo Osda Solar Co Ltd | ODA690-33V-MH | 2023-05-08 | 2024-09-30 | Yes
Ningbo Osda Solar Co Ltd | ODA690-33V-MHD | 2023-05-08 | 2024-09-30 | Yes
Ningbo Osda Solar Co Ltd | ODA700-33V-MH | 2023-05-08 | 2024-09-30 | Yes
Ningbo Osda Solar Co Ltd | ODA700-33V-MHD | 2023-05-08 | 2024-09-30 | Yes
Ningbo Sun Earth East Solar Co Ltd | DXM8-54H 410W | 2023-05-31 | 2024-03-27 | Yes
Ningbo Sun Earth East Solar Co Ltd | DXM8-54H 415W | 2023-05-31 | 2024-03-27 | Yes
Ningbo Sun Earth East Solar Co Ltd | DXM8-54H 425W | 2023-05-31 | 2024-03-27 | Yes
Ningbo Sun Earth East Solar Co Ltd | DXM8-54H 435W | 2023-05-31 | 2024-03-27 | Yes
Ningbo Sun Earth East Solar Co Ltd | DXM8-54H 440W (IEC 61215-2021) | 2025-05-19 | 2028-05-19 | Yes
Ningbo Sun Earth East Solar Co Ltd | DXM8-54H 450W (IEC 61215-2021) | 2025-05-19 | 2028-05-19 | Yes
Ningbo Sun Earth East Solar Co Ltd | DXM8-54H 455W (IEC 61215-2021) | 2025-05-19 | 2028-05-19 | Yes
Ningbo Sun Earth East Solar Co Ltd | DXM8-54HBG 440W (IEC 61215-2021) | 2025-05-19 | 2028-05-19 | Yes
Ningbo Sun Earth East Solar Co Ltd | DXM8-54HBG 450W (IEC 61215-2021) | 2025-05-19 | 2028-05-19 | Yes
Ningbo Sun Earth East Solar Co Ltd | DXM8-54HBG 455W (IEC 61215-2021) | 2025-05-19 | 2028-05-19 | Yes
Ningbo Sun Earth East Solar Co Ltd | DXM8-60H 455W | 2023-05-31 | 2024-03-27 | Yes
Ningbo Sun Earth East Solar Co Ltd | DXM8-60H 470W | 2023-05-31 | 2024-03-27 | Yes
Ningbo Sun Earth East Solar Co Ltd | DXM8-60H 485W | 2023-05-31 | 2024-03-27 | Yes
Ningbo Sun Earth East Solar Co Ltd | DXM8-60H 490W (IEC 61215-2021) | 2025-05-19 | 2028-05-19 | Yes
Ningbo Sun Earth East Solar Co Ltd | DXM8-60H 500W (IEC 61215-2021) | 2025-05-19 | 2028-05-19 | Yes
Ningbo Sun Earth East Solar Co Ltd | DXM8-60H 505W (IEC 61215-2021) | 2025-05-19 | 2028-05-19 | Yes
Ningbo Sun Earth East Solar Co Ltd | DXM8-60HBG 490W (IEC 61215-2021) | 2025-05-19 | 2028-05-19 | Yes
Ningbo Sun Earth East Solar Co Ltd | DXM8-60HBG 500W (IEC 61215-2021) | 2025-05-19 | 2028-05-19 | Yes
Ningbo Sun Earth East Solar Co Ltd | DXM8-60HBG 505W (IEC 61215-2021) | 2025-05-19 | 2028-05-19 | Yes
Ningbo Sun Earth East Solar Co Ltd | DXM8-66H 500W | 2023-05-31 | 2024-03-27 | Yes
Ningbo Sun Earth East Solar Co Ltd | DXM8-66H 525W | 2023-05-31 | 2024-03-27 | Yes
Ningbo Sun Earth East Solar Co Ltd | DXM8-66H 535W | 2023-05-31 | 2024-03-27 | Yes
Ningbo Sun Earth East Solar Co Ltd | DXM8-66H 550W (IEC 61215-2021) | 2025-05-19 | 2028-05-19 | Yes
Ningbo Sun Earth East Solar Co Ltd | DXM8-66H 555W (IEC 61215-2021) | 2025-05-19 | 2028-05-19 | Yes
Ningbo Sun Earth East Solar Co Ltd | DXM8-72H 540W | 2023-05-31 | 2024-03-27 | Yes
Ningbo Sun Earth East Solar Co Ltd | DXM8-72H 550W | 2023-05-31 | 2024-03-27 | Yes
Ningbo Sun Earth East Solar Co Ltd | DXM8-72H 560W | 2023-05-31 | 2024-03-27 | Yes
Ningbo Sun Earth East Solar Co Ltd | DXM8-72H 570W | 2023-05-31 | 2024-03-27 | Yes
Ningbo Sun Earth East Solar Co Ltd | DXM8-72H 585W | 2023-05-31 | 2024-03-27 | Yes
Ningbo Sun Earth East Solar Co Ltd | DXM8-72H 590W (IEC 61215-2021) | 2025-05-19 | 2028-05-19 | Yes
Ningbo Sun Earth East Solar Co Ltd | DXM8-72H 600W (IEC 61215-2021) | 2025-05-19 | 2028-05-19 | Yes
Ningbo Sun Earth East Solar Co Ltd | DXM8-72H 610W (IEC 61215-2021) | 2025-05-19 | 2028-05-19 | Yes
Ningbo Sun Earth East Solar Co Ltd | DXM8-72HBG 540W | 2023-05-31 | 2024-03-27 | Yes
Ningbo Sun Earth East Solar Co Ltd | DXM8-72HBG 550W | 2023-05-31 | 2024-03-27 | Yes
Ningbo Sun Earth East Solar Co Ltd | DXM8-72HBG 560W | 2023-05-31 | 2024-03-27 | Yes
Ningbo Sun Earth East Solar Co Ltd | DXM8-72HBG 570W | 2023-05-31 | 2024-03-27 | Yes
Ningbo Sun Earth East Solar Co Ltd | DXM8-72HBG 585W | 2023-05-31 | 2024-03-27 | Yes
Ningbo Sun Earth East Solar Co Ltd | DXM8-72HBG 590W (IEC 61215-2021) | 2025-05-19 | 2028-05-19 | Yes
Ningbo Sun Earth East Solar Co Ltd | DXM8-72HBG 600W (IEC 61215-2021) | 2025-05-19 | 2028-05-19 | Yes
Ningbo Sun Earth East Solar Co Ltd | DXM8-72HBG 610W (IEC 61215-2021) | 2025-05-19 | 2028-05-19 | Yes
Ningbo Ulica Solar Co Ltd | UL-405M-108HV | 2021-11-02 | 2024-09-30 | Yes
Ningbo Ulica Solar Co Ltd | UL-410M-108HV | 2021-11-02 | 2024-09-30 | Yes
Ningbo Ulica Solar Co Ltd | UL-415M-108HV | 2021-11-02 | 2024-09-30 | Yes
Ningbo Ulica Solar Co Ltd | UL-415M-108HV (IEC 61215-2021) | 2024-09-05 | 2027-09-05 | Yes
Ningbo Ulica Solar Co Ltd | UL-440M-108ADGN (IEC 61215-2021) | 2024-09-18 | 2027-09-18 | Yes
Ningbo Ulica Solar Co Ltd | UL-440M-108BDGN (IEC 61215-2021) | 2024-09-18 | 2027-09-18 | Yes
Ningbo Ulica Solar Co Ltd | UL-445M-108BDGN (IEC 61215-2021) | 2024-09-18 | 2027-09-18 | Yes
Ningbo Ulica Solar Co Ltd | UL-450M-108BDGN (IEC 61215-2021) | 2024-09-18 | 2027-09-18 | Yes
Ningbo Ulica Solar Co Ltd | UL-455M-108BDGN (IEC 61215-2021) | 2024-09-18 | 2027-09-18 | Yes
Ningbo Ulica Solar Co Ltd | UL-460M-108CHVN (IEC 61215-2021) | 2024-09-05 | 2027-09-05 | Yes
Ningbo Ulica Solar Co Ltd | UL-465M-108CHVN (IEC 61215-2021) | 2024-09-05 | 2027-09-05 | Yes
Ningbo Ulica Solar Co Ltd | UL-470M-108CHVN (IEC 61215-2021) | 2024-09-05 | 2027-09-05 | Yes
Ningbo Ulica Solar Co Ltd | UL-475M-108CHVN (IEC 61215-2021) | 2024-09-05 | 2027-09-05 | Yes
Ningbo Ulica Solar Co Ltd | UL-500M-132HV | 2021-11-02 | 2024-09-30 | Yes
Ningbo Ulica Solar Co Ltd | UL-505M-132HV | 2021-11-02 | 2024-09-30 | Yes
Ningbo Ulica Solar Co Ltd | UL-540M-144HV | 2021-11-02 | 2024-09-30 | Yes
Ningbo Ulica Solar Co Ltd | UL-545M-144HV | 2021-11-02 | 2024-09-30 | Yes
Ningbo Ulica Solar Co Ltd | UL-550M-144HV | 2021-11-02 | 2024-09-30 | Yes
Ningbo Ulica Solar Co Ltd | UL-575M-144ADGN (IEC 61215-2021) | 2024-09-18 | 2027-09-18 | Yes
Ningbo Ulica Solar Co Ltd | UL-580M-144ADGN (IEC 61215-2021) | 2024-09-18 | 2027-09-18 | Yes
Ningbo Ulica Solar Co Ltd | UL-600M-144CHVN (IEC 61215-2021) | 2024-09-05 | 2027-09-05 | Yes
Ningbo Ulica Solar Co Ltd | UL-605M-144CHVN (IEC 61215-2021) | 2024-09-05 | 2027-09-05 | Yes
Ningbo Ulica Solar Co Ltd | UL-610M-144CHVN (IEC 61215-2021) | 2024-09-05 | 2027-09-05 | Yes
Ningbo Ulica Solar Co Ltd | UL-700M-132DGN (IEC 61215-2021) | 2024-09-18 | 2027-09-18 | Yes
Ningbo Ulica Solar Science and Technology Co Ltd | UL-290P-120HV | 2021-03-04 | 2024-03-04 | Yes
Ningbo Ulica Solar Science and Technology Co Ltd | UL-295P-120HV | 2021-03-04 | 2024-03-04 | Yes
Ningbo Ulica Solar Science and Technology Co Ltd | UL-300P-120HV | 2021-03-04 | 2024-03-04 | Yes
Ningbo Ulica Solar Science and Technology Co Ltd | UL-340M-120HV | 2021-03-04 | 2024-03-04 | Yes
Ningbo Ulica Solar Science and Technology Co Ltd | UL-345M-120HV | 2021-03-04 | 2024-03-04 | Yes
Ningbo Ulica Solar Science and Technology Co Ltd | UL-370M-120HV | 2021-03-04 | 2024-03-04 | Yes
Ningbo Ulica Solar Science and Technology Co Ltd | UL-375M-120HV | 2021-03-04 | 2024-03-04 | Yes
Ningbo Ulica Solar Science and Technology Co Ltd | UL-380M-120HV | 2021-03-04 | 2024-03-04 | Yes
Ningbo Ulica Solar Science and Technology Co Ltd | UL-410M-144HV | 2021-03-04 | 2024-03-04 | Yes
Ningbo Ulica Solar Science and Technology Co Ltd | UL-415M-144HV | 2021-03-04 | 2024-03-04 | Yes
Ningbo Ulica Solar Science and Technology Co Ltd | UL-440M-144HV | 2021-03-04 | 2024-03-04 | Yes
Ningbo Ulica Solar Science and Technology Co Ltd | UL-445M-144HV | 2021-03-04 | 2024-03-04 | Yes
Ningbo Ulica Solar Science and Technology Co Ltd | UL-450M-144HV | 2021-03-04 | 2024-03-04 | Yes
Ningbo Ulica Solar Science and Technology Co Ltd | UL-455M-144HV | 2021-03-04 | 2024-03-04 | Yes
Ningbo Ulica Solar Science and Technology Co Ltd | UL-460M-144HV | 2021-03-04 | 2024-03-04 | Yes
Ningbo Zhongyi New Energy Co Ltd | ZY320G12NH-60 | 2024-05-09 | 2024-09-30 | Yes
Ningbo Zhongyi New Energy Co Ltd | ZY380G12NH-72 | 2024-05-09 | 2024-09-30 | Yes
Ningbo Zhongyi New Energy Co Ltd | ZY410M10PH-108 | 2024-05-09 | 2024-09-30 | Yes
Ningbo Zhongyi New Energy Co Ltd | ZY415M10PH-108 | 2024-05-09 | 2024-09-30 | Yes
Ningbo Zhongyi New Energy Co Ltd | ZY430M10NH-108 | 2024-05-09 | 2024-09-30 | Yes
Ningbo Zhongyi New Energy Co Ltd | ZY435M10NH-108 | 2024-05-09 | 2024-09-30 | Yes
Ningbo Zhongyi New Energy Co Ltd | ZY435M10NHB-108 | 2024-05-14 | 2024-09-30 | Yes
Ningbo Zhongyi New Energy Co Ltd | ZY475M10NH-120 | 2024-05-09 | 2024-09-30 | Yes
Ningbo Zhongyi New Energy Co Ltd | ZY480M10NH-120 | 2024-05-09 | 2024-09-30 | Yes
Ningbo Zhongyi New Energy Co Ltd | ZY520G12NH-100 | 2024-05-09 | 2024-09-30 | Yes
Ningbo Zhongyi New Energy Co Ltd | ZY545M10PH-144 | 2024-05-09 | 2024-09-30 | Yes
Ningbo Zhongyi New Energy Co Ltd | ZY550M10PH-144 | 2024-05-09 | 2024-09-30 | Yes
Ningbo Zhongyi New Energy Co Ltd | ZY565M10NH-144 | 2024-05-09 | 2024-09-30 | Yes
Ningbo Zhongyi New Energy Co Ltd | ZY570M10NH-144 | 2024-05-09 | 2024-09-30 | Yes
Ningbo Zhongyi New Energy Co Ltd | ZY575M10NH-144 | 2024-05-09 | 2024-09-30 | Yes
Ningbo Zhongyi New Energy Co Ltd | ZY580G12NH-110 | 2024-05-09 | 2024-09-30 | Yes
Ningbo Zhongyi New Energy Co Ltd | ZY580M10NHB-144 | 2024-05-14 | 2024-09-30 | Yes
Ningbo Zhongyi New Energy Co Ltd | ZY620G12NH-120 | 2024-05-09 | 2024-09-30 | Yes
Ningbo Zhongyi New Energy Co Ltd | ZY700G12NH-132 | 2024-05-09 | 2024-09-30 | Yes
Ningbo Zhongyi New Energy Co Ltd | ZY700G12NHB-132 | 2024-05-14 | 2024-09-30 | Yes
OMNIS POWER USA INC | OP330M60-P1 | 2021-08-26 | 2024-09-30 | Yes
OMNIS POWER USA INC | OP330M60-P1-B | 2021-08-26 | 2024-09-30 | Yes
OMNIS POWER USA INC | OP370M60-P2 | 2021-08-26 | 2024-09-30 | Yes
OMNIS POWER USA INC | OP370M60-P2-B | 2021-08-26 | 2024-09-30 | Yes
OMNIS POWER USA INC | OP390M54-P3 | 2021-08-26 | 2024-09-30 | Yes
OMNIS POWER USA INC | OP410M54-P3 | 2021-08-26 | 2024-09-30 | Yes
OMNIS POWER USA INC | OP410M72-P1 | 2021-08-26 | 2024-09-30 | Yes
OMNIS POWER USA INC | OP415M54-P3 | 2021-08-26 | 2024-09-30 | Yes
OMNIS POWER USA INC | OP415M54-P3-BF (IEC 61215-2021) | 2024-03-12 | 2027-03-12 | Yes
OMNIS POWER USA INC | OP440M54-N3-BF (IEC 61215-2021) | 2024-03-12 | 2027-03-12 | Yes
OMNIS POWER USA INC | OP440M54-NF3-BF (IEC 61215-2021) | 2024-03-12 | 2027-03-12 | Yes
OMNIS POWER USA INC | OP445M54-NF3-BF (IEC 61215-2021) | 2024-03-12 | 2027-03-12 | Yes
OMNIS POWER USA INC | OP450M54-NF3-BF (IEC 61215-2021) | 2024-03-12 | 2027-03-12 | Yes
OMNIS POWER USA INC | OP450M60-P3 | 2021-08-26 | 2024-09-30 | Yes
OMNIS POWER USA INC | OP450M72-P2 | 2021-08-26 | 2024-09-30 | Yes
OMNIS POWER USA INC | OP460M72-P2 | 2021-08-26 | 2024-09-30 | Yes
OMNIS POWER USA INC | OP540M72-P3 | 2021-08-26 | 2024-09-30 | Yes
OMNIS POWER USA INC | OP550M72-P3 | 2021-08-26 | 2024-09-30 | Yes
Oz Power Products Pty Ltd | MPS-375N | 2022-04-13 | 2024-09-30 | Yes
Oz Power Products Pty Ltd | MPS-380N | 2022-04-13 | 2024-09-30 | Yes
Oz Power Products Pty Ltd | MPS-385N | 2022-04-13 | 2024-09-30 | Yes
Oz Power Products Pty Ltd | MPS-390N | 2022-04-13 | 2024-09-30 | Yes
Oz Power Products Pty Ltd | MPS-395N | 2022-04-13 | 2024-09-30 | Yes
Oz Power Products Pty Ltd | MPS-400BB | 2022-11-14 | 2024-09-30 | Yes
Oz Power Products Pty Ltd | MPS-405BB | 2022-11-14 | 2024-09-30 | Yes
Oz Power Products Pty Ltd | MPS-410BB | 2022-11-14 | 2024-09-30 | Yes
Oz Power Products Pty Ltd | MPS-410N | 2022-04-13 | 2024-09-30 | Yes
Oz Power Products Pty Ltd | MPS-415BB | 2022-11-14 | 2024-09-30 | Yes
Oz Power Products Pty Ltd | MPS-415N | 2022-04-13 | 2024-09-30 | Yes
Oz Power Products Pty Ltd | MPS415N-R | 2023-05-24 | 2024-09-30 | Yes
Oz Power Products Pty Ltd | MPS-420N | 2022-04-13 | 2024-09-30 | Yes
Oz Power Products Pty Ltd | MPS420N-R | 2023-05-24 | 2024-09-30 | Yes
Oz Power Products Pty Ltd | MPS-425N | 2022-04-13 | 2024-09-30 | Yes
Oz Power Products Pty Ltd | MPS425N-R | 2023-05-24 | 2024-09-30 | Yes
Oz Power Products Pty Ltd | MPS430N-R | 2023-05-24 | 2024-09-30 | Yes
Oz Power Products Pty Ltd | MPS435N-R | 2023-05-24 | 2024-09-30 | Yes
Oz Power Products Pty Ltd | MPS-440-NBB | 2023-12-18 | 2025-03-31 | Yes
Oz Power Products Pty Ltd | MPS-440NBBK (IEC 61215-2021) | 2024-09-20 | 2027-09-20 | Yes
Oz Power Products Pty Ltd | MPS-445NBBK (IEC 61215-2021) | 2024-09-20 | 2027-09-20 | Yes
Oz Power Products Pty Ltd | MPS-450NBBK (IEC 61215-2021) | 2024-09-20 | 2027-09-20 | Yes
Oz Power Products Pty Ltd | MPS-455NBBK (IEC 61215-2021) | 2024-09-20 | 2027-09-20 | Yes
Phono Solar Technology Co Ltd | PS270P-20/U | 2021-07-07 | 2024-09-30 | Yes
Phono Solar Technology Co Ltd | PS275P-20/U | 2021-07-07 | 2024-09-30 | Yes
Phono Solar Technology Co Ltd | PS280P-20/U | 2021-07-07 | 2024-09-30 | Yes
Phono Solar Technology Co Ltd | PS300M-20/U | 2021-07-07 | 2024-09-30 | Yes
Phono Solar Technology Co Ltd | PS310M-20/U | 2021-07-07 | 2024-09-30 | Yes
Phono Solar Technology Co Ltd | PS315M-20/UH | 2021-07-07 | 2024-09-30 | Yes
Phono Solar Technology Co Ltd | PS325P-24/T | 2021-07-07 | 2024-09-30 | Yes
Phono Solar Technology Co Ltd | PS330P-24/T | 2021-07-07 | 2024-09-30 | Yes
Phono Solar Technology Co Ltd | PS370M5GFH-20/UH | 2022-09-16 | 2024-09-30 | Yes
Phono Solar Technology Co Ltd | PS375M5GFH-20/UH | 2022-09-16 | 2024-09-30 | Yes
Phono Solar Technology Co Ltd | PS380M-24/TH | 2021-07-07 | 2024-09-30 | Yes
Phono Solar Technology Co Ltd | PS390M7GFH-18/VH | 2021-09-20 | 2024-09-30 | Yes
Phono Solar Technology Co Ltd | PS395M7GFH-18/VH | 2021-09-20 | 2024-09-30 | Yes
Phono Solar Technology Co Ltd | PS395M8GFH-18/VH | 2022-09-16 | 2024-09-30 | Yes
Phono Solar Technology Co Ltd | PS400M7GFH-18/VH | 2021-09-20 | 2024-09-30 | Yes
Phono Solar Technology Co Ltd | PS400M8GFH-18/VH | 2022-09-16 | 2025-03-31 | Yes
Phono Solar Technology Co Ltd | PS405M6-18/VH | 2021-07-07 | 2025-03-31 | Yes
Phono Solar Technology Co Ltd | PS405M6H-18/VH | 2021-09-20 | 2025-03-31 | Yes
Phono Solar Technology Co Ltd | PS405M7GFH-18/VH | 2021-09-20 | 2024-09-30 | Yes
Phono Solar Technology Co Ltd | PS405M8GFH-18/VH | 2022-09-16 | 2025-03-31 | Yes
Phono Solar Technology Co Ltd | PS410M4-22/WH | 2021-07-07 | 2024-09-30 | Yes
Phono Solar Technology Co Ltd | PS410M6-18/VH | 2021-07-07 | 2025-03-31 | Yes
Phono Solar Technology Co Ltd | PS410M6H-18/VH | 2021-09-20 | 2025-03-31 | Yes
Phono Solar Technology Co Ltd | PS410M7GFH-18/VH | 2021-09-20 | 2024-09-30 | Yes
Phono Solar Technology Co Ltd | PS410M7GFH-18/VNH | 2022-09-16 | 2024-09-30 | Yes
Phono Solar Technology Co Ltd | PS410M8GFH-18/VH | 2022-09-16 | 2025-03-31 | Yes
Phono Solar Technology Co Ltd | PS415M4-22/WH | 2021-07-07 | 2024-09-30 | Yes
Phono Solar Technology Co Ltd | PS415M6-18/VH | 2021-07-07 | 2025-03-31 | Yes
Phono Solar Technology Co Ltd | PS415M6H-18/VH | 2021-09-20 | 2025-03-31 | Yes
Phono Solar Technology Co Ltd | PS415M7GFH-18/VNH | 2022-09-16 | 2024-09-30 | Yes
Phono Solar Technology Co Ltd | PS415M8GFH-18/VH | 2022-09-16 | 2025-03-31 | Yes
Phono Solar Technology Co Ltd | PS415M8GFH-18/VNH | 2023-02-08 | 2024-09-30 | Yes
Phono Solar Technology Co Ltd | PS420M7GFH-18/VNH | 2022-09-16 | 2024-09-30 | Yes
Phono Solar Technology Co Ltd | PS420M8GFH-18/VNH | 2023-02-08 | 2024-09-30 | Yes
Phono Solar Technology Co Ltd | PS425M7GFH-18/VNH | 2022-09-16 | 2024-09-30 | Yes
Phono Solar Technology Co Ltd | PS425M8GFH-18/VNH | 2022-09-16 | 2025-03-31 | Yes
Phono Solar Technology Co Ltd | PS430M7GFH-18/VNH | 2022-09-16 | 2024-09-30 | Yes
Phono Solar Technology Co Ltd | PS430M8GFH-18/VNH | 2023-09-27 | 2025-03-31 | Yes
Phono Solar Technology Co Ltd | PS430M8GFH-18/VSH | 2023-09-27 | 2024-09-30 | Yes
Phono Solar Technology Co Ltd | PS435M8GFH-18/VNH | 2023-09-27 | 2025-03-31 | Yes
Phono Solar Technology Co Ltd | PS435M8GFH-18/VSH | 2023-09-27 | 2024-09-30 | Yes
Phono Solar Technology Co Ltd | PS440L12GFH-16/QSH | 2024-06-05 | 2025-03-31 | Yes
Phono Solar Technology Co Ltd | PS440L12GFH-16/QSH (IEC 61215-2021) | 2025-01-14 | 2028-01-14 | Yes
Phono Solar Technology Co Ltd | PS440L14GFH-16/QSH (IEC 61215-2021) | 2025-01-14 | 2028-01-14 | Yes
Phono Solar Technology Co Ltd | PS440L8GFH-16/QNH (IEC 61215-2021) | 2025-05-02 | 2028-05-02 | Yes
Phono Solar Technology Co Ltd | PS440M8GFH-18/VNH | 2023-09-27 | 2025-03-31 | Yes
Phono Solar Technology Co Ltd | PS440M8GFH-18/VNH (IEC 61215-2021) | 2025-05-02 | 2028-05-02 | Yes
Phono Solar Technology Co Ltd | PS440M8GFH-18/VSH | 2023-09-27 | 2024-09-30 | Yes
Phono Solar Technology Co Ltd | PS445L12GFH-16/QSH | 2024-06-05 | 2025-03-31 | Yes
Phono Solar Technology Co Ltd | PS445L12GFH-16/QSH (IEC 61215-2021) | 2025-01-14 | 2028-01-14 | Yes
Phono Solar Technology Co Ltd | PS445L14GFH-16/QSH (IEC 61215-2021) | 2025-01-14 | 2028-01-14 | Yes
Phono Solar Technology Co Ltd | PS445L14GFH-16/QSHW (IEC 61215-2021) | 2025-01-14 | 2028-01-14 | Yes
Phono Solar Technology Co Ltd | PS445L8GFH-16/QNH (IEC 61215-2021) | 2025-05-02 | 2028-05-02 | Yes
Phono Solar Technology Co Ltd | PS445M8GFH-18/VNH (IEC 61215-2021) | 2025-05-02 | 2028-05-02 | Yes
Phono Solar Technology Co Ltd | PS445M8GFH-18/VSH | 2023-09-27 | 2024-09-30 | Yes
Phono Solar Technology Co Ltd | PS450L12GFH-16/QSH | 2024-06-05 | 2025-03-31 | Yes
Phono Solar Technology Co Ltd | PS450L14GFH-16/QSH (IEC 61215-2021) | 2025-01-14 | 2028-01-14 | Yes
Phono Solar Technology Co Ltd | PS450L14GFH-16/QSHW (IEC 61215-2021) | 2025-01-14 | 2028-01-14 | Yes
Phono Solar Technology Co Ltd | PS450L8GFH-16/QNH (IEC 61215-2021) | 2025-05-02 | 2028-05-02 | Yes
Phono Solar Technology Co Ltd | PS450M6-20/UH | 2021-07-07 | 2025-03-31 | Yes
Phono Solar Technology Co Ltd | PS450M6H-20/UH | 2021-09-20 | 2025-03-31 | Yes
Phono Solar Technology Co Ltd | PS450M8GFH-18/VSH | 2023-09-27 | 2024-09-30 | Yes
Phono Solar Technology Co Ltd | PS455L12GFH-16/QSH | 2024-06-05 | 2024-09-30 | Yes
Phono Solar Technology Co Ltd | PS455L14GFH-16/QSHW (IEC 61215-2021) | 2025-01-14 | 2028-01-14 | Yes
Phono Solar Technology Co Ltd | PS455L8GFH-16/QNH (IEC 61215-2021) | 2025-05-02 | 2028-05-02 | Yes
Phono Solar Technology Co Ltd | PS455M6-20/UH | 2021-07-07 | 2025-03-31 | Yes
Phono Solar Technology Co Ltd | PS455M6H-20/UH | 2021-09-20 | 2025-03-31 | Yes
Phono Solar Technology Co Ltd | PS460L12GFH-16/QSH | 2024-06-05 | 2024-09-30 | Yes
Phono Solar Technology Co Ltd | PS475L7GFH-18/VBH (IEC 61215-2021) | 2025-09-15 | 2028-09-15 | Yes
Phono Solar Technology Co Ltd | PS475M8GFH-20/UNH (IEC 61215-2021) | 2025-05-02 | 2028-05-02 | Yes
Phono Solar Technology Co Ltd | PS480L7GFH-18/VBH (IEC 61215-2021) | 2025-09-15 | 2028-09-15 | Yes
Phono Solar Technology Co Ltd | PS480M8GFH-20/UNH (IEC 61215-2021) | 2025-05-02 | 2028-05-02 | Yes
Phono Solar Technology Co Ltd | PS485L7GFH-18/VBH (IEC 61215-2021) | 2025-09-15 | 2028-09-15 | Yes
Phono Solar Technology Co Ltd | PS485M8GFH-20/UNH (IEC 61215-2021) | 2025-05-02 | 2028-05-02 | Yes
Phono Solar Technology Co Ltd | PS490L7GFH-18/VBH (IEC 61215-2021) | 2025-09-15 | 2028-09-15 | Yes
Phono Solar Technology Co Ltd | PS490M8GFH-20/UNH (IEC 61215-2021) | 2025-05-02 | 2028-05-02 | Yes
Phono Solar Technology Co Ltd | PS495L12GFH-18/VSH | 2024-06-05 | 2025-03-31 | Yes
Phono Solar Technology Co Ltd | PS495L7GFH-18/VBH (IEC 61215-2021) | 2025-09-15 | 2028-09-15 | Yes
Phono Solar Technology Co Ltd | PS495M6-22/WH | 2021-07-07 | 2025-03-31 | Yes
Phono Solar Technology Co Ltd | PS495M6H-22/WH | 2021-09-20 | 2025-03-31 | Yes
Phono Solar Technology Co Ltd | PS500L12GFH-18/VSH | 2024-06-05 | 2025-03-31 | Yes
Phono Solar Technology Co Ltd | PS500L8GFH-18/VNH (IEC 61215-2021) | 2025-05-02 | 2028-05-02 | Yes
Phono Solar Technology Co Ltd | PS500M6-22/WH | 2021-07-07 | 2025-03-31 | Yes
Phono Solar Technology Co Ltd | PS500M6H-22/WH | 2021-09-20 | 2025-03-31 | Yes
Phono Solar Technology Co Ltd | PS505L12GFH-18/VSH | 2024-06-05 | 2025-03-31 | Yes
Phono Solar Technology Co Ltd | PS505L8GFH-18/VNH (IEC 61215-2021) | 2025-05-02 | 2028-05-02 | Yes
Phono Solar Technology Co Ltd | PS505M6H-22/WH | 2021-09-20 | 2025-03-31 | Yes
Phono Solar Technology Co Ltd | PS510L12GFH-18/VSH | 2024-06-05 | 2025-03-31 | Yes
Phono Solar Technology Co Ltd | PS510L8GFH-18/VNH (IEC 61215-2021) | 2025-05-02 | 2028-05-02 | Yes
Phono Solar Technology Co Ltd | PS515L12GFH-18/VSH | 2024-06-05 | 2025-03-31 | Yes
Phono Solar Technology Co Ltd | PS535M7GFH-24/TH | 2021-09-20 | 2024-09-30 | Yes
Phono Solar Technology Co Ltd | PS540M6-24/TH | 2021-07-07 | 2025-03-31 | Yes
Phono Solar Technology Co Ltd | PS540M6H-24/TH | 2021-09-20 | 2025-03-31 | Yes
Phono Solar Technology Co Ltd | PS540M7GFH-24/TH | 2021-09-20 | 2024-09-30 | Yes
Phono Solar Technology Co Ltd | PS545M6-24/TH | 2021-07-07 | 2025-03-31 | Yes
Phono Solar Technology Co Ltd | PS545M6H-24/TH | 2021-09-20 | 2025-03-31 | Yes
Phono Solar Technology Co Ltd | PS545M7GFH-24/TH | 2021-09-20 | 2024-09-30 | Yes
Phono Solar Technology Co Ltd | PS545M8GFH-24/TH | 2022-09-16 | 2025-03-31 | Yes
Phono Solar Technology Co Ltd | PS550M6H-24/TH | 2021-09-20 | 2025-03-31 | Yes
Phono Solar Technology Co Ltd | PS550M7GFH-24/TH | 2022-09-16 | 2024-09-30 | Yes
Phono Solar Technology Co Ltd | PS550M7GFH-24/TNH | 2022-09-16 | 2024-09-30 | Yes
Phono Solar Technology Co Ltd | PS550M8GFH-24/TNH | 2023-02-08 | 2024-09-30 | Yes
Phono Solar Technology Co Ltd | PS555M7GFH-24/TNH | 2022-09-16 | 2024-09-30 | Yes
Phono Solar Technology Co Ltd | PS555M8GFH-24/TNH | 2023-02-08 | 2024-09-30 | Yes
Phono Solar Technology Co Ltd | PS560M7GFH-24/TNH | 2022-09-16 | 2024-09-30 | Yes
Phono Solar Technology Co Ltd | PS560M8GFH-24/TNH | 2022-09-16 | 2025-03-31 | Yes
Phono Solar Technology Co Ltd | PS565M7GFH-24/TNH | 2022-09-16 | 2024-09-30 | Yes
Phono Solar Technology Co Ltd | PS565M8GFH-24/TNH | 2022-09-16 | 2025-03-31 | Yes
Phono Solar Technology Co Ltd | PS570M7GFH-24/TNH | 2022-09-16 | 2024-09-30 | Yes
Phono Solar Technology Co Ltd | PS570M8GFH-24/TNH | 2023-09-27 | 2025-03-31 | Yes
Phono Solar Technology Co Ltd | PS575M8GFH-24/TNH | 2023-09-27 | 2025-03-31 | Yes
Phono Solar Technology Co Ltd | PS580M8GFH-24/TNH | 2023-09-27 | 2025-03-31 | Yes
Phono Solar Technology Co Ltd | PS580M8GFH-24/TSH | 2023-09-27 | 2024-09-30 | Yes
Phono Solar Technology Co Ltd | PS585M8GFH-24/TNH (IEC 61215-2021) | 2025-05-02 | 2028-05-02 | Yes
Phono Solar Technology Co Ltd | PS585M8GFH-24/TSH | 2023-09-27 | 2024-09-30 | Yes
Phono Solar Technology Co Ltd | PS590M8GFH-24/TNH (IEC 61215-2021) | 2025-05-02 | 2028-05-02 | Yes
Phono Solar Technology Co Ltd | PS590M8GFH-24/TSH | 2023-09-27 | 2024-09-30 | Yes
Phono Solar Technology Co Ltd | PS595M8GFH-24/TNH (IEC 61215-2021) | 2025-05-02 | 2028-05-02 | Yes
Phono Solar Technology Co Ltd | PS595M8GFH-24/TSH | 2023-09-27 | 2024-09-30 | Yes
Phono Solar Technology Co Ltd | PS600M8GFH-24/TSH | 2023-09-27 | 2024-09-30 | Yes
Phono Solar Technology Co Ltd | PS610L12GFH-22/WSH | 2024-06-05 | 2024-09-30 | Yes
Phono Solar Technology Co Ltd | PS615L12GFH-22/WSH | 2024-06-05 | 2024-09-30 | Yes
Phono Solar Technology Co Ltd | PS615L12GFH-22/WSHW (IEC 61215-2021) | 2025-01-14 | 2028-01-14 | Yes
Phono Solar Technology Co Ltd | PS615L14GFH-22/WSHW (IEC 61215-2021) | 2025-01-14 | 2028-01-14 | Yes
Phono Solar Technology Co Ltd | PS615L8GFH-22/WNH (IEC 61215-2021) | 2025-05-02 | 2028-05-02 | Yes
Phono Solar Technology Co Ltd | PS620L12GFH-22/WSH | 2024-06-05 | 2024-09-30 | Yes
Phono Solar Technology Co Ltd | PS620L12GFH-22/WSHW (IEC 61215-2021) | 2025-01-14 | 2028-01-14 | Yes
Phono Solar Technology Co Ltd | PS620L14GFH-22/WSHW (IEC 61215-2021) | 2025-01-14 | 2028-01-14 | Yes
Phono Solar Technology Co Ltd | PS620L8GFH-22/WNH (IEC 61215-2021) | 2025-05-02 | 2028-05-02 | Yes
Phono Solar Technology Co Ltd | PS625L12GFH-22/WSH | 2024-06-05 | 2024-09-30 | Yes
Phono Solar Technology Co Ltd | PS625L12GFH-22/WSHW (IEC 61215-2021) | 2025-01-14 | 2028-01-14 | Yes
Phono Solar Technology Co Ltd | PS625L8GFH-22/WNH (IEC 61215-2021) | 2025-05-02 | 2028-05-02 | Yes
Phono Solar Technology Co Ltd | PS630L12GFH-22/WSH | 2024-06-05 | 2024-09-30 | Yes
Phono Solar Technology Co Ltd | PS630L12GFH-22/WSHW (IEC 61215-2021) | 2025-01-14 | 2028-01-14 | Yes
Phono Solar Technology Co Ltd | PS645L7GFH-24/TBH (IEC 61215-2021) | 2025-09-15 | 2028-09-15 | Yes
Phono Solar Technology Co Ltd | PS650L7GFH-24/TBH (IEC 61215-2021) | 2025-09-15 | 2028-09-15 | Yes
Phono Solar Technology Co Ltd | PS655L7GFH-24/TBH (IEC 61215-2021) | 2025-09-15 | 2028-09-15 | Yes
Phono Solar Technology Co Ltd | PS660L7GFH-24/TBH (IEC 61215-2021) | 2025-09-15 | 2028-09-15 | Yes
Phono Solar Technology Co Ltd | PS700M13GFH-22/WSH | 2023-09-27 | 2024-09-30 | Yes
Phono Solar Technology Co Ltd | PS705M13GFH-22/WSH | 2023-09-27 | 2024-09-30 | Yes
Phono Solar Technology Co Ltd | PS710M13GFH-22/WSH | 2023-09-27 | 2024-09-30 | Yes
Phono Solar Technology Co Ltd | PS710M13GFH-22/WSHW (IEC 61215-2021) | 2025-01-14 | 2028-01-14 | Yes
Phono Solar Technology Co Ltd | PS715M13GFH-22/WSH | 2023-09-27 | 2024-09-30 | Yes
Phono Solar Technology Co Ltd | PS715M13GFH-22/WSHW (IEC 61215-2021) | 2025-01-14 | 2028-01-14 | Yes
Phono Solar Technology Co Ltd | PS720M13GFH-22/WSHW (IEC 61215-2021) | 2025-01-14 | 2028-01-14 | Yes
Phono Solar Technology Co Ltd | PS725M13GFH-22/WSHW (IEC 61215-2021) | 2025-01-14 | 2028-01-14 | Yes
POWER BAY PTY LTD | PB-DH108NE.A-500 (IEC 61215-2021) | 2025-08-05 | 2028-08-05 | Yes
POWER BAY PTY LTD | PB-DH108NE.A-505 (IEC 61215-2021) | 2025-08-05 | 2028-08-05 | Yes
POWER BAY PTY LTD | PB-DH108NE.A-510 (IEC 61215-2021) | 2025-08-05 | 2028-08-05 | Yes
POWER BAY PTY LTD | PB-DH108NE.A-515 (IEC 61215-2021) | 2025-08-05 | 2028-08-05 | Yes
POWER BAY PTY LTD | PB-DH132NC-705 (IEC 61215-2021) | 2025-08-05 | 2028-08-05 | Yes
POWER BAY PTY LTD | PB-DH132NC-710 (IEC 61215-2021) | 2025-08-05 | 2028-08-05 | Yes
POWER BAY PTY LTD | PB-DH132NC-715 (IEC 61215-2021) | 2025-08-05 | 2028-08-05 | Yes
POWER BAY PTY LTD | PB-DH132NC-720 (IEC 61215-2021) | 2025-08-05 | 2028-08-05 | Yes
POWER BAY PTY LTD | PB-DH132NE-615 (IEC 61215-2021) | 2025-08-05 | 2028-08-05 | Yes
POWER BAY PTY LTD | PB-DH132NE-620 (IEC 61215-2021) | 2025-08-05 | 2028-08-05 | Yes
POWER BAY PTY LTD | PB-DH132NE-625 (IEC 61215-2021) | 2025-08-05 | 2028-08-05 | Yes
POWER BAY PTY LTD | PB-DH132NE-630 (IEC 61215-2021) | 2025-08-05 | 2028-08-05 | Yes
POWER BAY PTY LTD | PB-DH96NE.A-440 (IEC 61215-2021) | 2025-08-05 | 2028-08-05 | Yes
POWER BAY PTY LTD | PB-DH96NE.A-445 (IEC 61215-2021) | 2025-08-05 | 2028-08-05 | Yes
POWER BAY PTY LTD | PB-DH96NE.A-450 (IEC 61215-2021) | 2025-08-05 | 2028-08-05 | Yes
POWER BAY PTY LTD | PB-DH96NE.A-455 (IEC 61215-2021) | 2025-08-05 | 2028-08-05 | Yes
POWER BAY PTY LTD | PB-DH96NE.A-460 (IEC 61215-2021) | 2025-08-05 | 2028-08-05 | Yes
POWER BAY PTY LTD | PB-DH96NE-440 (IEC 61215-2021) | 2025-08-05 | 2028-08-05 | Yes
POWER BAY PTY LTD | PB-DH96NE-450 (IEC 61215-2021) | 2025-08-05 | 2028-08-05 | Yes
POWER BAY PTY LTD | PB-DH96NE-460 (IEC 61215-2021) | 2025-08-05 | 2028-08-05 | Yes
PowerWave Energy Pty Ltd | PW-370-BMB | 2021-09-02 | 2024-09-30 | Yes
PowerWave Energy Pty Ltd | PW-390-BMD-HV | 2021-09-02 | 2024-09-30 | Yes
PowerWave Energy Pty Ltd | PW-415-BMD-HV | 2022-10-24 | 2024-09-30 | Yes
QINGDAO NAHUI PHOTOVOLTAIC NEW ENERGY CO LTD | NHO108-410MN (IEC 61215-2021) | 2024-11-11 | 2027-11-11 | Yes
QINGDAO NAHUI PHOTOVOLTAIC NEW ENERGY CO LTD | NHO108-410MNB (IEC 61215-2021) | 2024-11-11 | 2027-11-11 | Yes
QINGDAO NAHUI PHOTOVOLTAIC NEW ENERGY CO LTD | NHO108-420MN (IEC 61215-2021) | 2024-11-11 | 2027-11-11 | Yes
QINGDAO NAHUI PHOTOVOLTAIC NEW ENERGY CO LTD | NHO108-420MNB (IEC 61215-2021) | 2024-11-11 | 2027-11-11 | Yes
QINGDAO NAHUI PHOTOVOLTAIC NEW ENERGY CO LTD | NHO108-430MN (IEC 61215-2021) | 2024-11-11 | 2027-11-11 | Yes
QINGDAO NAHUI PHOTOVOLTAIC NEW ENERGY CO LTD | NHO108-430MNB (IEC 61215-2021) | 2024-11-11 | 2027-11-11 | Yes
QINGDAO NAHUI PHOTOVOLTAIC NEW ENERGY CO LTD | NHO108-440MN (IEC 61215-2021) | 2024-11-11 | 2027-11-11 | Yes
QINGDAO NAHUI PHOTOVOLTAIC NEW ENERGY CO LTD | NHO108-440MNB (IEC 61215-2021) | 2024-11-11 | 2027-11-11 | Yes
QINGDAO NAHUI PHOTOVOLTAIC NEW ENERGY CO LTD | NHO120-460MNB (IEC 61215-2021) | 2024-11-11 | 2027-11-11 | Yes
QINGDAO NAHUI PHOTOVOLTAIC NEW ENERGY CO LTD | NHO120-470MNB (IEC 61215-2021) | 2024-11-11 | 2027-11-11 | Yes
QINGDAO NAHUI PHOTOVOLTAIC NEW ENERGY CO LTD | NHO120-480MNB (IEC 61215-2021) | 2024-11-11 | 2027-11-11 | Yes
QINGDAO NAHUI PHOTOVOLTAIC NEW ENERGY CO LTD | NHO120-490MNB (IEC 61215-2021) | 2024-11-11 | 2027-11-11 | Yes
QINGDAO NAHUI PHOTOVOLTAIC NEW ENERGY CO LTD | NHO132-670MN (IEC 61215-2021) | 2024-11-11 | 2027-11-11 | Yes
QINGDAO NAHUI PHOTOVOLTAIC NEW ENERGY CO LTD | NHO132-680MN (IEC 61215-2021) | 2024-11-11 | 2027-11-11 | Yes
QINGDAO NAHUI PHOTOVOLTAIC NEW ENERGY CO LTD | NHO132-690MN (IEC 61215-2021) | 2024-11-11 | 2027-11-11 | Yes
QINGDAO NAHUI PHOTOVOLTAIC NEW ENERGY CO LTD | NHO132-700MN (IEC 61215-2021) | 2024-11-11 | 2027-11-11 | Yes
QINGDAO NAHUI PHOTOVOLTAIC NEW ENERGY CO LTD | NHO144-550MN (IEC 61215-2021) | 2024-11-11 | 2027-11-11 | Yes
QINGDAO NAHUI PHOTOVOLTAIC NEW ENERGY CO LTD | NHO144-560MN (IEC 61215-2021) | 2024-11-11 | 2027-11-11 | Yes
QINGDAO NAHUI PHOTOVOLTAIC NEW ENERGY CO LTD | NHO144-570MN (IEC 61215-2021) | 2024-11-11 | 2027-11-11 | Yes
QINGDAO NAHUI PHOTOVOLTAIC NEW ENERGY CO LTD | NHO144-580MN (IEC 61215-2021) | 2024-11-11 | 2027-11-11 | Yes
QingHai Huanghe Hydropower Development Co Ltd | SPICN6(LAR)-40-235/IH | 2022-07-18 | 2024-09-30 | Yes
QingHai Huanghe Hydropower Development Co Ltd | SPICN6(LAR)-60-360/IH | 2022-07-18 | 2024-09-30 | Yes
QingHai Huanghe Hydropower Development Co Ltd | SPICN6(LAR)-60-365/IH | 2022-07-18 | 2024-09-30 | Yes
QingHai Huanghe Hydropower Development Co Ltd | SPICN6(LAR)-60-370/IH | 2022-07-18 | 2024-09-30 | Yes
QingHai Huanghe Hydropower Development Co Ltd | SPICN6(LAR)-60-375/IH | 2022-07-18 | 2024-09-30 | Yes
QingHai Huanghe Hydropower Development Co Ltd | SPICN6(LAR)-60-380/IH | 2022-07-18 | 2024-09-30 | Yes
QingHai Huanghe Hydropower Development Co Ltd | SPICN6(LAR)-60-385/IH | 2022-07-18 | 2024-09-30 | Yes
QingHai Huanghe Hydropower Development Co Ltd | SPICN6(LAR)-60-390/IH | 2022-07-18 | 2024-09-30 | Yes
QingHai Huanghe Hydropower Development Co Ltd | SPICN6(LAR)-66-395/IH | 2022-07-18 | 2024-09-30 | Yes
QingHai Huanghe Hydropower Development Co Ltd | SPICN6(LAR)-66-400/IH | 2022-07-18 | 2024-09-30 | Yes
QingHai Huanghe Hydropower Development Co Ltd | SPICN6(LAR)-66-405/IH | 2022-07-18 | 2024-09-30 | Yes
QingHai Huanghe Hydropower Development Co Ltd | SPICN6(LAR)-66-410/IH | 2022-07-18 | 2024-09-30 | Yes
QingHai Huanghe Hydropower Development Co Ltd | SPICN6(LAR)-66-415/IH | 2022-07-18 | 2024-09-30 | Yes
QingHai Huanghe Hydropower Development Co Ltd | SPICN6(LAR)-66-420/IH | 2022-07-18 | 2024-09-30 | Yes
QingHai Huanghe Hydropower Development Co Ltd | SPICN6(LAR)-66-425/IH | 2022-07-18 | 2024-09-30 | Yes
QingHai Huanghe Hydropower Development Co Ltd | SPICN6(LAR)-66-430/IH | 2022-07-18 | 2024-09-30 | Yes
QingHai Huanghe Hydropower Development Co Ltd | SPICN6(LAR)-72-450/IH | 2022-07-18 | 2024-09-30 | Yes
QingHai Huanghe Hydropower Development Co Ltd | SPICN6(LAR)-72-455/IH | 2022-07-18 | 2024-09-30 | Yes
QingHai Huanghe Hydropower Development Co Ltd | SPICN6(LAR)-72-460/IH | 2022-07-18 | 2024-09-30 | Yes
QingHai Huanghe Hydropower Development Co Ltd | SPICN6(LAR)-72-465/IH | 2022-07-18 | 2024-09-30 | Yes
REA POWER PTY LTD | REA-HD108N-415 | 2023-05-19 | 2024-09-30 | Yes
REA POWER PTY LTD | REA-HD108N-420 | 2023-05-19 | 2024-09-30 | Yes
REA POWER PTY LTD | REA-HD108N-425 | 2023-05-19 | 2024-09-30 | Yes
REA POWER PTY LTD | REA-HD108N-430 | 2023-05-19 | 2025-03-31 | Yes
REA POWER PTY LTD | REA-HD108N-435 | 2023-05-19 | 2024-09-30 | Yes
REA POWER PTY LTD | REA-HD108N-440 | 2023-05-19 | 2025-03-31 | Yes
REA POWER PTY LTD | REA-HD108N-440 (IEC 61215-2021) | 2025-06-13 | 2028-06-13 | Yes
REA POWER PTY LTD | REA-HD108N-450 (IEC 61215-2021) | 2025-02-18 | 2028-02-18 | Yes
REA POWER PTY LTD | REA-HD120N-600 | 2023-05-19 | 2024-09-30 | Yes
REA POWER PTY LTD | REA-HD120N-620 | 2023-05-19 | 2024-09-30 | Yes
REA POWER PTY LTD | REA-HD132N-670 | 2023-05-19 | 2024-09-30 | Yes
REA POWER PTY LTD | REA-HD132N-680 | 2023-05-19 | 2024-09-30 | Yes
REA POWER PTY LTD | REA-HD144N-450 | 2023-05-19 | 2024-09-30 | Yes
REA POWER PTY LTD | REA-HD144N-460 | 2023-05-19 | 2024-09-30 | Yes
REA POWER PTY LTD | REA-HD144N-470 | 2023-05-19 | 2024-09-30 | Yes
REA POWER PTY LTD | REA-HD156N-610 | 2023-05-19 | 2024-09-30 | Yes
REA POWER PTY LTD | REA-HD156N-620 | 2023-05-19 | 2024-09-30 | Yes
REA POWER PTY LTD | REA-HD156N-630 | 2023-05-19 | 2024-09-30 | Yes
REA POWER PTY LTD | REA-HD210B132-725 (IEC 61215-2021) | 2025-02-18 | 2028-02-18 | Yes
REA POWER PTY LTD | REA-HD96R-460 (IEC 61215-2021) | 2025-02-18 | 2028-02-18 | Yes
REA POWER PTY LTD | REA-HDN108RS-500 (IEC 61215-2021) | 2025-02-18 | 2028-02-18 | Yes
REA POWER PTY LTD | REA-HDN108RS-505 (IEC 61215-2021) | 2025-02-18 | 2028-02-18 | Yes
REA POWER PTY LTD | REA-HDN108RS-510 (IEC 61215-2021) | 2025-02-18 | 2028-02-18 | Yes
REA POWER PTY LTD | REA-HDN108RS-520 (IEC 61215-2021) | 2025-02-18 | 2028-02-18 | Yes
REA POWER PTY LTD | REA-HDN210B132-700 (IEC 61215-2021) | 2025-02-18 | 2028-02-18 | Yes
REA POWER PTY LTD | REA-HDN210B132-710 (IEC 61215-2021) | 2025-02-18 | 2028-02-18 | Yes
REA POWER PTY LTD | REA-HDN210B132-720 (IEC 61215-2021) | 2025-02-18 | 2028-02-18 | Yes
REA POWER PTY LTD | REA-HDN96R-DSN-450 (IEC 61215-2021) | 2025-02-18 | 2028-02-18 | Yes
REA POWER PTY LTD | REA-HDN96R-DSN-460 (IEC 61215-2021) | 2025-02-18 | 2028-02-18 | Yes
REA POWER PTY LTD | REA-HSN108RSB-530 (IEC 61215-2021) | 2025-02-18 | 2028-02-18 | Yes
REA POWER PTY LTD | REA-HSN96R-DSB-465 (IEC 61215-2021) | 2025-02-18 | 2028-02-18 | Yes
REA POWER PTY LTD | REA-HSN96R-DSB-470 (IEC 61215-2021) | 2025-02-18 | 2028-02-18 | Yes
REC Solar Pte Ltd | REC310NP | 2021-08-11 | 2024-09-30 | Yes
REC Solar Pte Ltd | REC315NP | 2021-08-11 | 2024-09-30 | Yes
REC Solar Pte Ltd | REC320NP | 2021-08-11 | 2024-09-30 | Yes
REC Solar Pte Ltd | REC320TP3M | 2021-05-03 | 2024-09-30 | Yes
REC Solar Pte Ltd | REC325NP | 2021-08-11 | 2024-09-30 | Yes
REC Solar Pte Ltd | REC325TP3M | 2021-05-03 | 2024-09-30 | Yes
REC Solar Pte Ltd | REC330NP | 2021-08-11 | 2024-09-30 | Yes
REC Solar Pte Ltd | REC330TP3M | 2021-05-03 | 2024-09-30 | Yes
REC Solar Pte Ltd | REC335TP3M | 2021-05-03 | 2024-09-30 | Yes
REC Solar Pte Ltd | REC340TP3M | 2021-05-03 | 2024-09-30 | Yes
REC Solar Pte Ltd | REC360TP4 | 2021-07-23 | 2024-09-30 | Yes
REC Solar Pte Ltd | REC365TP4 | 2021-07-23 | 2024-09-30 | Yes
REC Solar Pte Ltd | REC370TP4 | 2021-07-23 | 2025-03-31 | Yes
REC Solar Pte Ltd | REC375TP4 | 2021-07-23 | 2024-09-30 | Yes
REC Solar Pte Ltd | REC385AA Pure | 2021-07-23 | 2024-09-30 | Yes
REC Solar Pte Ltd | REC385TP3SM 72 | 2021-02-11 | 2024-02-11 | Yes
REC Solar Pte Ltd | REC385TP3SM 72 XV | 2021-02-11 | 2024-02-11 | Yes
REC Solar Pte Ltd | REC390AA Pure | 2021-07-23 | 2024-09-30 | Yes
REC Solar Pte Ltd | REC390TP3SM 72 | 2021-02-11 | 2024-02-11 | Yes
REC Solar Pte Ltd | REC390TP3SM 72 XV | 2021-02-11 | 2024-02-11 | Yes
REC Solar Pte Ltd | REC390TP5 Black | 2022-12-20 | 2025-03-31 | Yes
REC Solar Pte Ltd | REC395AA Pure | 2021-07-23 | 2024-09-30 | Yes
REC Solar Pte Ltd | REC395TP3SM 72 | 2021-02-11 | 2024-02-11 | Yes
REC Solar Pte Ltd | REC395TP3SM 72 XV | 2021-02-11 | 2024-02-11 | Yes
REC Solar Pte Ltd | REC395TP5 | 2022-12-20 | 2025-03-31 | Yes
REC Solar Pte Ltd | REC395TP5 Black | 2022-12-20 | 2025-03-31 | Yes
REC Solar Pte Ltd | REC400AA Pure | 2021-07-23 | 2024-09-30 | Yes
REC Solar Pte Ltd | REC400AA Pure-R | 2022-09-19 | 2025-03-31 | Yes
REC Solar Pte Ltd | REC400AA Pure-R (IEC 61215-2021) | 2024-04-16 | 2027-04-16 | Yes
REC Solar Pte Ltd | REC400TP3SM 72 | 2021-02-11 | 2024-02-11 | Yes
REC Solar Pte Ltd | REC400TP3SM 72 XV | 2021-02-11 | 2024-02-11 | Yes
REC Solar Pte Ltd | REC400TP5 | 2022-12-20 | 2025-03-31 | Yes
REC Solar Pte Ltd | REC400TP5 Black | 2022-12-20 | 2025-03-31 | Yes
REC Solar Pte Ltd | REC405AA Pure | 2021-07-23 | 2024-09-30 | Yes
REC Solar Pte Ltd | REC405TP3SM 72 | 2021-05-03 | 2024-09-30 | Yes
REC Solar Pte Ltd | REC405TP3SM 72 XV | 2021-05-03 | 2024-09-30 | Yes
REC Solar Pte Ltd | REC405TP5 | 2022-12-20 | 2025-03-31 | Yes
REC Solar Pte Ltd | REC405TP5 Black | 2022-12-20 | 2025-03-31 | Yes
REC Solar Pte Ltd | REC410AA Pure-R | 2022-09-19 | 2025-03-31 | Yes
REC Solar Pte Ltd | REC410AA Pure-R (IEC 61215-2021) | 2024-04-16 | 2027-04-16 | Yes
REC Solar Pte Ltd | REC410TP5 | 2022-12-20 | 2025-03-31 | Yes
REC Solar Pte Ltd | REC410TP5 Black | 2022-12-20 | 2025-03-31 | Yes
REC Solar Pte Ltd | REC420AA Pure-R | 2023-03-01 | 2025-03-31 | Yes
REC Solar Pte Ltd | REC420AA Pure-R (IEC 61215-2021) | 2024-04-16 | 2027-04-16 | Yes
REC Solar Pte Ltd | REC430AA Pure-R | 2023-03-01 | 2025-03-31 | Yes
REC Solar Pte Ltd | REC430AA Pure-R (IEC 61215-2021) | 2024-04-16 | 2027-04-16 | Yes
REC Solar Pte Ltd | REC440AA Pure-RX (IEC 61215-2021) | 2024-04-16 | 2027-04-16 | Yes
REC Solar Pte Ltd | REC445AA Pure-RX (IEC 61215-2021) | 2024-04-16 | 2027-04-16 | Yes
REC Solar Pte Ltd | REC450AA 72 XV | 2021-02-11 | 2024-02-11 | Yes
REC Solar Pte Ltd | REC450AA Pure-RX (IEC 61215-2021) | 2024-04-16 | 2027-04-16 | Yes
REC Solar Pte Ltd | REC455AA Pure-RX (IEC 61215-2021) | 2024-04-16 | 2027-04-16 | Yes
REC Solar Pte Ltd | REC460AA Pure-RX (IEC 61215-2021) | 2024-04-16 | 2027-04-16 | Yes
REC Solar Pte Ltd | REC465AA Pure-RX (IEC 61215-2021) | 2024-04-16 | 2027-04-16 | Yes
REC Solar Pte Ltd | REC470AA Pure-RX (IEC 61215-2021) | 2024-04-16 | 2027-04-16 | Yes
REC Solar Pte Ltd | REC590AA Pro MG (IEC 61215-2021) | 2025-01-16 | 2028-01-16 | Yes
REC Solar Pte Ltd | REC600AA Pro MG (IEC 61215-2021) | 2025-01-16 | 2028-01-16 | Yes
REC Solar Pte Ltd | REC610AA Pro MG (IEC 61215-2021) | 2025-01-16 | 2028-01-16 | Yes
REC Solar Pte Ltd | REC620AA Pro M (IEC 61215-2021) | 2025-01-16 | 2028-01-16 | Yes
REC Solar Pte Ltd | REC630AA Pro M (IEC 61215-2021) | 2025-01-16 | 2028-01-16 | Yes
REC Solar Pte Ltd | REC640AA Pro M (IEC 61215-2021) | 2025-01-16 | 2028-01-16 | Yes
RECOM SILLIA SAS | RCM-370-6ME (1500) | 2021-08-31 | 2024-09-30 | Yes
RECOM SILLIA SAS | RCM-375-6ME (1500) | 2021-08-31 | 2024-09-30 | Yes
RECOM SILLIA SAS | RCM-380-6ME (1500) | 2021-08-31 | 2024-09-30 | Yes
RECOM SILLIA SAS | RCM-440-6MF (1500) | 2021-08-31 | 2024-09-30 | Yes
RECOM SILLIA SAS | RCM-440-7ME (1500) | 2021-08-31 | 2024-09-30 | Yes
RECOM SILLIA SAS | RCM-450-6MF (1500) | 2021-08-31 | 2024-09-30 | Yes
RECOM SILLIA SAS | RCM-450-7ME (1500) | 2021-08-31 | 2024-09-30 | Yes
RECOM SILLIA SAS | RCM-530-7MF (1500) | 2021-08-31 | 2024-09-30 | Yes
RECOM SILLIA SAS | RCM-540-7MF (1500) | 2021-08-31 | 2024-09-30 | Yes
Renesola Co Ltd | RS41-440N-E3 (IEC 61215-2021) | 2024-09-18 | 2027-09-18 | Yes
Renesola Co Ltd | RS41-440NX-E3 (IEC 61215-2021) | 2024-09-18 | 2027-09-18 | Yes
Renesola Co Ltd | RS41H-450NBG-E1 (IEC 61215-2021) | 2024-09-06 | 2027-09-06 | Yes
Renesola Co Ltd | RS41H-450NXG-E1 (IEC 61215-2021) | 2024-09-06 | 2027-09-06 | Yes
Renesola Co Ltd | RS41H-455NBG-E1 (IEC 61215-2021) | 2024-09-06 | 2027-09-06 | Yes
Renesola Co Ltd | RS41H-455NXG-E1 (IEC 61215-2021) | 2024-09-06 | 2027-09-06 | Yes
Renesola Co Ltd | RS41H-460NBG-E1 (IEC 61215-2021) | 2024-09-06 | 2027-09-06 | Yes
Renesola Co Ltd | RS41H-460NXG-E1 (IEC 61215-2021) | 2024-09-06 | 2027-09-06 | Yes
Renesola Co Ltd | RS4-470N-E1 (IEC 61215-2021) | 2024-09-18 | 2027-09-18 | Yes
Renesola Co Ltd | RS4-470NX-E1 (IEC 61215-2021) | 2024-09-18 | 2027-09-18 | Yes
Renesola Co Ltd | RS4-475N-E1 (IEC 61215-2021) | 2024-09-18 | 2027-09-18 | Yes
Renesola Co Ltd | RS4-480N-E1 (IEC 61215-2021) | 2024-09-18 | 2027-09-18 | Yes
Renesola Co Ltd | RS4-490N-E1 (IEC 61215-2021) | 2024-09-18 | 2027-09-18 | Yes
Renesola Co Ltd | RS6-570N-E3 (IEC 61215-2021) | 2024-09-18 | 2027-09-18 | Yes
Renesola Co Ltd | RS6-575NBG-E3 (IEC 61215-2021) | 2024-09-06 | 2027-09-06 | Yes
Renesola Co Ltd | RS6-575N-E3 (IEC 61215-2021) | 2024-09-18 | 2027-09-18 | Yes
Renesola Co Ltd | RS6-580NBG-E3 (IEC 61215-2021) | 2024-09-06 | 2027-09-06 | Yes
Renesola Co Ltd | RS6-580N-E3 (IEC 61215-2021) | 2024-09-18 | 2027-09-18 | Yes
Renesola Co Ltd | RS6-585NBG-E3 (IEC 61215-2021) | 2024-09-06 | 2027-09-06 | Yes
Renesola Co Ltd | RS6-585N-E3 (IEC 61215-2021) | 2024-09-18 | 2027-09-18 | Yes
ReneSola Zhangjiagang Co Ltd | RS3-445M-E3 | 2022-05-27 | 2024-03-28 | Yes
ReneSola Zhangjiagang Co Ltd | RS3-450M-E3 | 2022-05-27 | 2024-03-28 | Yes
ReneSola Zhangjiagang Co Ltd | RS3-455M-E3 | 2022-05-27 | 2024-03-28 | Yes
ReneSola Zhangjiagang Co Ltd | RS3-460M-E3 | 2022-05-27 | 2024-03-28 | Yes
ReneSola Zhangjiagang Co Ltd | RS3-465M-E3 | 2022-05-27 | 2024-03-28 | Yes
ReneSola Zhangjiagang Co Ltd | RS41-400M-E3 | 2022-05-27 | 2024-03-28 | Yes
ReneSola Zhangjiagang Co Ltd | RS41-405M-E3 | 2022-05-27 | 2024-03-28 | Yes
ReneSola Zhangjiagang Co Ltd | RS41-410M-E3 | 2022-05-27 | 2024-03-28 | Yes
ReneSola Zhangjiagang Co Ltd | RS41-415M-E3 | 2022-05-27 | 2024-03-28 | Yes
ReneSola Zhangjiagang Co Ltd | RS41-420M-E3 | 2022-05-27 | 2024-03-28 | Yes
ReneSola Zhangjiagang Co Ltd | RS4-440M-E1 | 2022-05-27 | 2024-03-28 | Yes
ReneSola Zhangjiagang Co Ltd | RS4-445M-E1 | 2022-05-27 | 2024-03-28 | Yes
ReneSola Zhangjiagang Co Ltd | RS4-450M-E1 | 2022-05-27 | 2024-03-28 | Yes
ReneSola Zhangjiagang Co Ltd | RS4-455M-E1 | 2022-05-27 | 2024-03-28 | Yes
ReneSola Zhangjiagang Co Ltd | RS4-460M-E1 | 2022-05-27 | 2024-03-28 | Yes
ReneSola Zhangjiagang Co Ltd | RS6-535MBG-E3 | 2022-05-27 | 2024-03-28 | Yes
ReneSola Zhangjiagang Co Ltd | RS6-540MBG-E3 | 2022-05-27 | 2024-03-28 | Yes
ReneSola Zhangjiagang Co Ltd | RS6-545MBG-E3 | 2022-05-27 | 2024-03-28 | Yes
ReneSola Zhangjiagang Co Ltd | RS6-550MBG-E3 | 2022-05-27 | 2024-03-28 | Yes
ReneSola Zhangjiagang Co Ltd | RS6-555MBG-E3 | 2022-05-27 | 2024-03-28 | Yes
Risen Energy Co Ltd | RSM108-10-440BNDG | 2023-11-28 | 2025-03-31 | Yes
Risen Energy Co Ltd | RSM108-10-440N | 2024-04-17 | 2024-09-30 | Yes
Risen Energy Co Ltd | RSM108-10-440NB | 2024-04-17 | 2024-09-30 | Yes
Risen Energy Co Ltd | RSM108-10-440NDG (IEC 61215-2021) | 2024-09-06 | 2027-09-06 | Yes
Risen Energy Co Ltd | RSM108-10-440NDGB | 2024-04-17 | 2024-09-30 | Yes
Risen Energy Co Ltd | RSM108-10-445BNDG | 2023-11-28 | 2024-09-30 | Yes
Risen Energy Co Ltd | RSM108-10-445N | 2024-04-17 | 2024-09-30 | Yes
Risen Energy Co Ltd | RSM108-10-445NB | 2024-04-17 | 2024-09-30 | Yes
Risen Energy Co Ltd | RSM108-10-445NDGB | 2024-04-17 | 2024-09-30 | Yes
Risen Energy Co Ltd | RSM108-10-450BNDG | 2023-11-28 | 2024-09-30 | Yes
Risen Energy Co Ltd | RSM108-10-450N | 2024-04-17 | 2024-09-30 | Yes
Risen Energy Co Ltd | RSM108-10-450NB | 2024-04-17 | 2024-09-30 | Yes
Risen Energy Co Ltd | RSM108-10-450NDG (IEC 61215-2021) | 2024-09-06 | 2027-09-06 | Yes
Risen Energy Co Ltd | RSM108-10-455N | 2024-04-17 | 2024-09-30 | Yes
Risen Energy Co Ltd | RSM108-10-455NDG (IEC 61215-2021) | 2024-09-06 | 2027-09-06 | Yes
Risen Energy Co Ltd | RSM108-10-460N | 2024-04-17 | 2024-09-30 | Yes
Risen Energy Co Ltd | RSM108-10-460NDG (IEC 61215-2021) | 2024-09-06 | 2027-09-06 | Yes
Risen Energy Co Ltd | RSM108-11-495BNDG (IEC 61215-2021) | 2025-01-21 | 2028-01-21 | Yes
Risen Energy Co Ltd | RSM108-11-500BNDG (IEC 61215-2021) | 2025-01-21 | 2028-01-21 | Yes
Risen Energy Co Ltd | RSM108-11-505BNDG (IEC 61215-2021) | 2025-01-21 | 2028-01-21 | Yes
Risen Energy Co Ltd | RSM108-11-510BNDG (IEC 61215-2021) | 2025-01-21 | 2028-01-21 | Yes
Risen Energy Co Ltd | RSM108-11-515BNDG (IEC 61215-2021) | 2025-01-21 | 2028-01-21 | Yes
Risen Energy Co Ltd | RSM108-9-415BNDG | 2023-07-04 | 2024-09-30 | Yes
Risen Energy Co Ltd | RSM108-9-415N | 2023-05-01 | 2024-09-30 | Yes
Risen Energy Co Ltd | RSM108-9-415NB | 2023-07-04 | 2024-09-30 | Yes
Risen Energy Co Ltd | RSM108-9-420BNDG | 2023-07-04 | 2024-09-30 | Yes
Risen Energy Co Ltd | RSM108-9-420N | 2023-05-01 | 2024-09-30 | Yes
Risen Energy Co Ltd | RSM108-9-420NB | 2023-07-04 | 2024-09-30 | Yes
Risen Energy Co Ltd | RSM108-9-420NDGB | 2024-04-17 | 2024-09-30 | Yes
Risen Energy Co Ltd | RSM108-9-425BNDG | 2023-07-04 | 2024-09-30 | Yes
Risen Energy Co Ltd | RSM108-9-425N | 2023-05-01 | 2024-09-30 | Yes
Risen Energy Co Ltd | RSM108-9-425NB | 2023-07-04 | 2024-09-30 | Yes
Risen Energy Co Ltd | RSM108-9-425NDGB | 2024-04-17 | 2024-09-30 | Yes
Risen Energy Co Ltd | RSM108-9-430BNDG | 2023-07-04 | 2024-09-30 | Yes
Risen Energy Co Ltd | RSM108-9-430N | 2023-05-01 | 2024-09-30 | Yes
Risen Energy Co Ltd | RSM108-9-430NB | 2023-07-04 | 2024-09-30 | Yes
Risen Energy Co Ltd | RSM108-9-435BNDG | 2023-07-04 | 2024-09-30 | Yes
Risen Energy Co Ltd | RSM108-9-435N | 2023-05-01 | 2024-09-30 | Yes
Risen Energy Co Ltd | RSM108-9-435NB | 2023-07-04 | 2024-09-30 | Yes
Risen Energy Co Ltd | RSM108-9-440BNDG | 2023-11-28 | 2024-09-30 | Yes
Risen Energy Co Ltd | RSM108-9-440N | 2021-04-28 | 2025-03-31 | Yes
Risen Energy Co Ltd | RSM108-9-440N (IEC 61215-2021) | 2024-09-04 | 2027-09-04 | Yes
Risen Energy Co Ltd | RSM108-9-440NDG (IEC 61215-2021) | 2024-09-06 | 2027-09-06 | Yes
Risen Energy Co Ltd | RSM110-8-540BMDG | 2021-03-03 | 2024-03-03 | Yes
Risen Energy Co Ltd | RSM110-8-540M | 2021-03-03 | 2024-09-30 | Yes
Risen Energy Co Ltd | RSM110-8-545BMDG | 2021-03-03 | 2024-03-03 | Yes
Risen Energy Co Ltd | RSM110-8-545M | 2021-03-03 | 2024-03-03 | Yes
Risen Energy Co Ltd | RSM110-8-545M (IEC 61215-2021) | 2025-01-15 | 2028-01-15 | Yes
Risen Energy Co Ltd | RSM110-8-550BMDG | 2021-03-03 | 2024-03-03 | Yes
Risen Energy Co Ltd | RSM110-8-550M | 2021-03-03 | 2024-03-03 | Yes
Risen Energy Co Ltd | RSM110-8-550M (IEC 61215-2021) | 2025-01-15 | 2028-01-15 | Yes
Risen Energy Co Ltd | RSM110-8-555BMDG | 2021-03-03 | 2024-03-03 | Yes
Risen Energy Co Ltd | RSM110-8-555M | 2021-03-03 | 2024-03-03 | Yes
Risen Energy Co Ltd | RSM110-8-555M (IEC 61215-2021) | 2025-01-15 | 2028-01-15 | Yes
Risen Energy Co Ltd | RSM110-8-560BMDG | 2021-04-28 | 2024-09-30 | Yes
Risen Energy Co Ltd | RSM110-8-560M | 2021-03-03 | 2024-03-03 | Yes
Risen Energy Co Ltd | RSM110-8-565BHDG | 2023-05-01 | 2024-09-30 | Yes
Risen Energy Co Ltd | RSM110-8-570BHDG | 2023-05-01 | 2024-09-30 | Yes
Risen Energy Co Ltd | RSM110-8-575BHDG | 2023-05-01 | 2024-09-30 | Yes
Risen Energy Co Ltd | RSM110-8-580BHDG | 2023-05-01 | 2024-09-30 | Yes
Risen Energy Co Ltd | RSM110-8-580BHDG (IEC 61215-2021) | 2025-01-15 | 2028-01-15 | Yes
Risen Energy Co Ltd | RSM110-8-585BHDG | 2023-11-28 | 2025-03-31 | Yes
Risen Energy Co Ltd | RSM110-8-585BHDG (IEC 61215-2021) | 2024-09-06 | 2027-09-06 | Yes
Risen Energy Co Ltd | RSM110-8-590BHDG | 2023-11-28 | 2025-03-31 | Yes
Risen Energy Co Ltd | RSM110-8-590BHDG (IEC 61215-2021) | 2024-09-06 | 2027-09-06 | Yes
Risen Energy Co Ltd | RSM110-8-595BHDG (IEC 61215-2021) | 2024-09-06 | 2027-09-06 | Yes
Risen Energy Co Ltd | RSM110-8-600BHDG (IEC 61215-2021) | 2024-09-06 | 2027-09-06 | Yes
Risen Energy Co Ltd | RSM110-8-605BHDG (IEC 61215-2021) | 2025-07-02 | 2028-07-02 | Yes
Risen Energy Co Ltd | RSM110-8-610BHDG (IEC 61215-2021) | 2025-07-02 | 2028-07-02 | Yes
Risen Energy Co Ltd | RSM110-8-615BHDG (IEC 61215-2021) | 2025-07-02 | 2028-07-02 | Yes
Risen Energy Co Ltd | RSM110-8-620BHDG (IEC 61215-2021) | 2025-07-02 | 2028-07-02 | Yes
Risen Energy Co Ltd | RSM120-6-330BHDG | 2021-03-03 | 2024-03-03 | Yes
Risen Energy Co Ltd | RSM120-6-335BHDG | 2021-03-03 | 2024-03-03 | Yes
Risen Energy Co Ltd | RSM120-6-340BHDG | 2021-03-03 | 2024-03-03 | Yes
Risen Energy Co Ltd | RSM120-8-590BMDG | 2021-03-03 | 2024-03-03 | Yes
Risen Energy Co Ltd | RSM120-8-590M | 2021-03-03 | 2024-03-03 | Yes
Risen Energy Co Ltd | RSM120-8-595BMDG | 2021-03-03 | 2024-03-03 | Yes
Risen Energy Co Ltd | RSM120-8-595M | 2021-03-03 | 2024-03-03 | Yes
Risen Energy Co Ltd | RSM120-8-600BMDG | 2021-03-03 | 2024-03-03 | Yes
Risen Energy Co Ltd | RSM120-8-600M | 2021-03-03 | 2024-03-03 | Yes
Risen Energy Co Ltd | RSM120-8-605BMDG | 2021-03-03 | 2024-03-03 | Yes
Risen Energy Co Ltd | RSM120-8-605BNDG | 2022-03-29 | 2024-09-30 | Yes
Risen Energy Co Ltd | RSM120-8-605M | 2021-03-03 | 2024-03-03 | Yes
Risen Energy Co Ltd | RSM120-8-610BMDG | 2021-04-28 | 2024-09-30 | Yes
Risen Energy Co Ltd | RSM120-8-610BNDG | 2022-03-29 | 2024-09-30 | Yes
Risen Energy Co Ltd | RSM120-8-610M | 2021-04-28 | 2024-09-30 | Yes
Risen Energy Co Ltd | RSM120-8-615BNDG | 2022-03-29 | 2024-09-30 | Yes
Risen Energy Co Ltd | RSM120-8-620BNDG | 2022-03-29 | 2024-09-30 | Yes
Risen Energy Co Ltd | RSM120-8-625BNDG | 2022-03-29 | 2024-09-30 | Yes
Risen Energy Co Ltd | RSM120-8-630BNDG | 2022-03-29 | 2024-09-30 | Yes
Risen Energy Co Ltd | RSM120-9-440BMDG | 2021-01-22 | 2024-01-22 | Yes
Risen Energy Co Ltd | RSM120-9-445BMDG | 2021-01-22 | 2024-01-22 | Yes
Risen Energy Co Ltd | RSM120-9-445M | 2021-01-22 | 2024-01-22 | Yes
Risen Energy Co Ltd | RSM120-9-450BMDG | 2021-01-22 | 2024-01-22 | Yes
Risen Energy Co Ltd | RSM120-9-450M | 2021-01-22 | 2024-01-22 | Yes
Risen Energy Co Ltd | RSM120-9-455BMDG | 2021-01-22 | 2024-01-22 | Yes
Risen Energy Co Ltd | RSM120-9-455M | 2021-01-22 | 2024-01-22 | Yes
Risen Energy Co Ltd | RSM120-9-460BMDG | 2021-01-22 | 2024-01-22 | Yes
Risen Energy Co Ltd | RSM120-9-460M | 2021-01-22 | 2024-01-22 | Yes
Risen Energy Co Ltd | RSM120-9-465M | 2021-01-22 | 2024-01-22 | Yes
Risen Energy Co Ltd | RSM130-8-440M | 2021-04-28 | 2025-03-31 | Yes
Risen Energy Co Ltd | RSM130-8-440M (IEC 61215-2021) | 2025-01-15 | 2028-01-15 | Yes
Risen Energy Co Ltd | RSM132-11-610BNDG (IEC 61215-2021) | 2025-01-21 | 2028-01-21 | Yes
Risen Energy Co Ltd | RSM132-11-615BNDG (IEC 61215-2021) | 2025-01-21 | 2028-01-21 | Yes
Risen Energy Co Ltd | RSM132-11-620BNDG (IEC 61215-2021) | 2025-01-21 | 2028-01-21 | Yes
Risen Energy Co Ltd | RSM132-11-625BNDG (IEC 61215-2021) | 2025-01-21 | 2028-01-21 | Yes
Risen Energy Co Ltd | RSM132-11-630BNDG (IEC 61215-2021) | 2025-01-21 | 2028-01-21 | Yes
Risen Energy Co Ltd | RSM132-11-635BNDG (IEC 61215-2021) | 2025-07-02 | 2028-07-02 | Yes
Risen Energy Co Ltd | RSM132-6-365HDGB | 2021-08-12 | 2024-09-30 | Yes
Risen Energy Co Ltd | RSM132-6-370HDGB | 2021-08-12 | 2024-09-30 | Yes
Risen Energy Co Ltd | RSM132-6-370M | 2023-05-01 | 2024-09-30 | Yes
Risen Energy Co Ltd | RSM132-6-375HDGB | 2021-08-12 | 2024-09-30 | Yes
Risen Energy Co Ltd | RSM132-6-380HDGB | 2021-08-12 | 2024-09-30 | Yes
Risen Energy Co Ltd | RSM132-6-385HDGB | 2021-08-12 | 2024-09-30 | Yes
Risen Energy Co Ltd | RSM132-6-390HDGB | 2021-08-12 | 2024-09-30 | Yes
Risen Energy Co Ltd | RSM132-8-635BMDG | 2022-03-29 | 2024-09-30 | Yes
Risen Energy Co Ltd | RSM132-8-635M | 2022-03-29 | 2024-09-30 | Yes
Risen Energy Co Ltd | RSM132-8-640BMDG | 2022-03-29 | 2024-09-30 | Yes
Risen Energy Co Ltd | RSM132-8-640M | 2022-03-29 | 2024-09-30 | Yes
Risen Energy Co Ltd | RSM132-8-645BMDG | 2022-03-29 | 2024-09-30 | Yes
Risen Energy Co Ltd | RSM132-8-645M | 2022-03-29 | 2024-09-30 | Yes
Risen Energy Co Ltd | RSM132-8-650BMDG | 2021-04-28 | 2024-09-30 | Yes
Risen Energy Co Ltd | RSM132-8-650M | 2022-03-29 | 2024-09-30 | Yes
Risen Energy Co Ltd | RSM132-8-655BMDG | 2021-04-28 | 2024-09-30 | Yes
Risen Energy Co Ltd | RSM132-8-655M | 2022-03-29 | 2024-09-30 | Yes
Risen Energy Co Ltd | RSM132-8-660BMDG | 2021-04-28 | 2024-09-30 | Yes
Risen Energy Co Ltd | RSM132-8-660M | 2022-03-29 | 2024-09-30 | Yes
Risen Energy Co Ltd | RSM132-8-665BMDG | 2022-03-29 | 2024-09-30 | Yes
Risen Energy Co Ltd | RSM132-8-665M | 2022-03-29 | 2024-09-30 | Yes
Risen Energy Co Ltd | RSM132-8-670BHDG | 2023-05-01 | 2024-09-30 | Yes
Risen Energy Co Ltd | RSM132-8-670BMDG | 2022-03-29 | 2024-09-30 | Yes
Risen Energy Co Ltd | RSM132-8-670M | 2022-03-29 | 2024-09-30 | Yes
Risen Energy Co Ltd | RSM132-8-675BHDG | 2023-05-01 | 2024-09-30 | Yes
Risen Energy Co Ltd | RSM132-8-680BHDG | 2023-05-01 | 2024-09-30 | Yes
Risen Energy Co Ltd | RSM132-8-685BHDG | 2023-05-01 | 2024-09-30 | Yes
Risen Energy Co Ltd | RSM132-8-690BHDG | 2023-05-01 | 2024-09-30 | Yes
Risen Energy Co Ltd | RSM132-8-695BHDG | 2023-05-01 | 2024-09-30 | Yes
Risen Energy Co Ltd | RSM132-8-695BHDG (IEC 61215-2021) | 2025-01-15 | 2028-01-15 | Yes
Risen Energy Co Ltd | RSM132-8-700BHDG | 2023-11-28 | 2024-09-30 | Yes
Risen Energy Co Ltd | RSM132-8-700BHDG (IEC 61215-2021) | 2025-01-15 | 2028-01-15 | Yes
Risen Energy Co Ltd | RSM132-8-705BHDG | 2023-11-28 | 2024-09-30 | Yes
Risen Energy Co Ltd | RSM132-8-705BHDG (IEC 61215-2021) | 2025-01-15 | 2028-01-15 | Yes
Risen Energy Co Ltd | RSM132-8-705BNDG (IEC 61215-2021) | 2025-07-02 | 2028-07-02 | Yes
Risen Energy Co Ltd | RSM132-8-710BHDG | 2024-04-17 | 2024-09-30 | Yes
Risen Energy Co Ltd | RSM132-8-710BHDG (IEC 61215-2021) | 2024-09-06 | 2027-09-06 | Yes
Risen Energy Co Ltd | RSM132-8-710BNDG (IEC 61215-2021) | 2025-07-02 | 2028-07-02 | Yes
Risen Energy Co Ltd | RSM132-8-715BHDG | 2024-04-17 | 2024-09-30 | Yes
Risen Energy Co Ltd | RSM132-8-715BHDG (IEC 61215-2021) | 2024-09-06 | 2027-09-06 | Yes
Risen Energy Co Ltd | RSM132-8-715BNDG (IEC 61215-2021) | 2025-07-02 | 2028-07-02 | Yes
Risen Energy Co Ltd | RSM132-8-720BHDG (IEC 61215-2021) | 2024-09-06 | 2027-09-06 | Yes
Risen Energy Co Ltd | RSM132-8-720BNDG (IEC 61215-2021) | 2025-07-02 | 2028-07-02 | Yes
Risen Energy Co Ltd | RSM132-8-725BHDG (IEC 61215-2021) | 2024-09-06 | 2027-09-06 | Yes
Risen Energy Co Ltd | RSM132-8-725BNDG (IEC 61215-2021) | 2025-07-02 | 2028-07-02 | Yes
Risen Energy Co Ltd | RSM132-8-730BHDG (IEC 61215-2021) | 2024-09-06 | 2027-09-06 | Yes
Risen Energy Co Ltd | RSM132-8-730BNDG (IEC 61215-2021) | 2025-07-02 | 2028-07-02 | Yes
Risen Energy Co Ltd | RSM132-8-735BHDG (IEC 61215-2021) | 2025-01-21 | 2028-01-21 | Yes
Risen Energy Co Ltd | RSM132-8-740BHDG (IEC 61215-2021) | 2025-01-21 | 2028-01-21 | Yes
Risen Energy Co Ltd | RSM132-8-745BHDG (IEC 61215-2021) | 2025-01-21 | 2028-01-21 | Yes
Risen Energy Co Ltd | RSM144-10-570BNDG | 2023-07-04 | 2024-09-30 | Yes
Risen Energy Co Ltd | RSM144-10-575BNDG | 2023-07-04 | 2024-09-30 | Yes
Risen Energy Co Ltd | RSM144-10-580BNDG | 2023-07-04 | 2024-09-30 | Yes
Risen Energy Co Ltd | RSM144-10-585BNDG | 2023-07-04 | 2024-09-30 | Yes
Risen Energy Co Ltd | RSM144-10-590BNDG | 2023-07-04 | 2024-09-30 | Yes
Risen Energy Co Ltd | RSM144-10-595BNDG | 2023-07-04 | 2024-09-30 | Yes
Risen Energy Co Ltd | RSM144-10-600BNDG | 2023-07-04 | 2024-09-30 | Yes
Risen Energy Co Ltd | RSM144-10-605BNDG | 2023-11-28 | 2024-09-30 | Yes
Risen Energy Co Ltd | RSM144-10-605BNDG (IEC 61215-2021) | 2024-09-06 | 2027-09-06 | Yes
Risen Energy Co Ltd | RSM144-10-610BNDG | 2023-11-28 | 2024-09-30 | Yes
Risen Energy Co Ltd | RSM144-10-610BNDG (IEC 61215-2021) | 2024-09-06 | 2027-09-06 | Yes
Risen Energy Co Ltd | RSM144-10-615BNDG (IEC 61215-2021) | 2025-01-15 | 2028-01-15 | Yes
Risen Energy Co Ltd | RSM144-10-620BNDG (IEC 61215-2021) | 2025-01-15 | 2028-01-15 | Yes
Risen Energy Co Ltd | RSM144-10-625BNDG (IEC 61215-2021) | 2025-01-15 | 2028-01-15 | Yes
Risen Energy Co Ltd | RSM144-10-630BNDG (IEC 61215-2021) | 2025-01-15 | 2028-01-15 | Yes
Risen Energy Co Ltd | RSM144-6-330P | 2021-08-12 | 2024-09-30 | Yes
Risen Energy Co Ltd | RSM144-6-335P | 2021-08-12 | 2024-09-30 | Yes
Risen Energy Co Ltd | RSM144-6-340P | 2021-08-12 | 2024-09-30 | Yes
Risen Energy Co Ltd | RSM144-6-345P | 2021-08-12 | 2024-09-30 | Yes
Risen Energy Co Ltd | RSM144-6-395M | 2023-05-01 | 2024-09-30 | Yes
Risen Energy Co Ltd | RSM144-6-415M | 2023-07-04 | 2024-09-30 | Yes
Risen Energy Co Ltd | RSM144-7-450M | 2023-07-04 | 2024-09-30 | Yes
Risen Energy Co Ltd | RSM144-9-520BMDG | 2021-01-22 | 2024-01-22 | Yes
Risen Energy Co Ltd | RSM144-9-525BMDG | 2021-01-22 | 2024-01-22 | Yes
Risen Energy Co Ltd | RSM144-9-525M | 2021-01-22 | 2024-01-22 | Yes
Risen Energy Co Ltd | RSM144-9-530BMDG | 2021-01-22 | 2024-01-22 | Yes
Risen Energy Co Ltd | RSM144-9-530M | 2021-01-22 | 2024-01-22 | Yes
Risen Energy Co Ltd | RSM144-9-535BMDG | 2021-01-22 | 2024-01-22 | Yes
Risen Energy Co Ltd | RSM144-9-535M | 2021-01-22 | 2024-01-22 | Yes
Risen Energy Co Ltd | RSM144-9-540BMDG | 2021-01-22 | 2024-01-22 | Yes
Risen Energy Co Ltd | RSM144-9-540M | 2021-01-22 | 2024-01-22 | Yes
Risen Energy Co Ltd | RSM144-9-545BMDG (IEC 61215-2021) | 2025-01-15 | 2028-01-15 | Yes
Risen Energy Co Ltd | RSM144-9-545M | 2021-01-22 | 2025-03-31 | Yes
Risen Energy Co Ltd | RSM144-9-545M (IEC 61215-2021) | 2025-01-15 | 2028-01-15 | Yes
Risen Energy Co Ltd | RSM144-9-550BMDG | 2023-11-28 | 2024-09-30 | Yes
Risen Energy Co Ltd | RSM144-9-550BMDG (IEC 61215-2021) | 2025-01-15 | 2028-01-15 | Yes
Risen Energy Co Ltd | RSM144-9-550M | 2021-04-28 | 2025-03-31 | Yes
Risen Energy Co Ltd | RSM144-9-550M (IEC 61215-2021) | 2025-01-15 | 2028-01-15 | Yes
Risen Energy Co Ltd | RSM144-9-555BMDG | 2023-11-28 | 2024-09-30 | Yes
Risen Energy Co Ltd | RSM144-9-555M | 2023-05-01 | 2024-09-30 | Yes
Risen Energy Co Ltd | RSM144-9-555M (IEC 61215-2021) | 2025-01-15 | 2028-01-15 | Yes
Risen Energy Co Ltd | RSM144-9-560BMDG | 2023-11-28 | 2024-09-30 | Yes
Risen Energy Co Ltd | RSM144-9-560M | 2023-05-01 | 2024-09-30 | Yes
Risen Energy Co Ltd | RSM144-9-565BNDG | 2023-11-28 | 2024-09-30 | Yes
Risen Energy Co Ltd | RSM144-9-570BNDG | 2023-11-28 | 2024-09-30 | Yes
Risen Energy Co Ltd | RSM144-9-575BNDG | 2023-11-28 | 2024-09-30 | Yes
Risen Energy Co Ltd | RSM144-9-580BNDG | 2023-11-28 | 2025-03-31 | Yes
Risen Energy Co Ltd | RSM144-9-580BNDG (IEC 61215-2021) | 2024-09-06 | 2027-09-06 | Yes
Risen Energy Co Ltd | RSM144-9-585BNDG (IEC 61215-2021) | 2024-09-06 | 2027-09-06 | Yes
Risen Energy Co Ltd | RSM144-9-590BNDG (IEC 61215-2021) | 2024-09-06 | 2027-09-06 | Yes
Risen Energy Co Ltd | RSM144-9-595BNDG (IEC 61215-2021) | 2025-01-15 | 2028-01-15 | Yes
Risen Energy Co Ltd | RSM144-9-600BNDG (IEC 61215-2021) | 2025-07-02 | 2028-07-02 | Yes
Risen Energy Co Ltd | RSM144-9-605BNDG (IEC 61215-2021) | 2025-07-02 | 2028-07-02 | Yes
Risen Energy Co Ltd | RSM144-9-610BNDG (IEC 61215-2021) | 2025-07-02 | 2028-07-02 | Yes
Risen Energy Co Ltd | RSM150-8-505M | 2021-04-28 | 2024-09-30 | Yes
Risen Energy Co Ltd | RSM150-8-510M | 2021-04-28 | 2024-09-30 | Yes
Risen Energy Co Ltd | RSM156-9-610BNDG | 2023-11-28 | 2024-09-30 | Yes
Risen Energy Co Ltd | RSM156-9-615BNDG | 2023-11-28 | 2024-09-30 | Yes
Risen Energy Co Ltd | RSM156-9-620BNDG | 2023-11-28 | 2024-09-30 | Yes
Risen Energy Co Ltd | RSM156-9-625BNDG | 2024-04-17 | 2024-09-30 | Yes
Risen Energy Co Ltd | RSM156-9-630BNDG | 2024-04-17 | 2024-09-30 | Yes
Risen Energy Co Ltd | RSM156-9-640BNDG (IEC 61215-2021) | 2025-01-21 | 2028-01-21 | Yes
Risen Energy Co Ltd | RSM156-9-645BNDG (IEC 61215-2021) | 2025-01-21 | 2028-01-21 | Yes
Risen Energy Co Ltd | RSM156-9-650BNDG (IEC 61215-2021) | 2025-07-02 | 2028-07-02 | Yes
Risen Energy Co Ltd | RSM156-9-655BNDG (IEC 61215-2021) | 2025-07-02 | 2028-07-02 | Yes
Risen Energy Co Ltd | RSM156-9-660BNDG (IEC 61215-2021) | 2025-07-02 | 2028-07-02 | Yes
Risen Energy Co Ltd | RSM40-8-390M | 2021-04-28 | 2025-03-31 | Yes
Risen Energy Co Ltd | RSM40-8-390M (IEC 61215-2021) | 2025-01-15 | 2028-01-15 | Yes
Risen Energy Co Ltd | RSM40-8-390MB | 2021-04-28 | 2024-09-30 | Yes
Risen Energy Co Ltd | RSM40-8-395M | 2021-04-28 | 2024-09-30 | Yes
Risen Energy Co Ltd | RSM40-8-395MB | 2021-04-28 | 2024-09-30 | Yes
Risen Energy Co Ltd | RSM40-8-400M | 2021-04-28 | 2024-09-30 | Yes
Risen Energy Co Ltd | RSM40-8-400MB | 2021-04-28 | 2024-09-30 | Yes
Risen Energy Co Ltd | RSM40-8-405M | 2021-04-28 | 2024-09-30 | Yes
Risen Energy Co Ltd | RSM40-8-405MB | 2021-04-28 | 2024-09-30 | Yes
Risen Energy Co Ltd | RSM40-8-410M | 2021-04-28 | 2024-09-30 | Yes
Risen Energy Co Ltd | RSM40-8-410MB | 2021-04-28 | 2024-09-30 | Yes
Risen Energy Co Ltd | RSM40-8-415M | 2021-04-28 | 2025-03-31 | Yes
Risen Energy Co Ltd | RSM40-8-415M (IEC 61215-2021) | 2025-01-15 | 2028-01-15 | Yes
Risen Energy Co Ltd | RSM40-8-415MB | 2021-04-28 | 2024-09-30 | Yes
Risen Energy Co Ltd | RSM60-6-275P | 2021-08-12 | 2024-09-30 | Yes
Risen Energy Co Ltd | RSM72-6-325P | 2021-08-12 | 2024-09-30 | Yes
Risen Energy Co Ltd | RSM72-6-330P | 2021-08-12 | 2024-09-30 | Yes
Risen Energy Co Ltd | RSM72-6-335P | 2021-08-12 | 2024-09-30 | Yes
Risen Energy Co Ltd | RSM96-11-440BNDG (IEC 61215-2021) | 2025-01-21 | 2028-01-21 | Yes
Risen Energy Co Ltd | RSM96-11-445BNDG (IEC 61215-2021) | 2025-01-21 | 2028-01-21 | Yes
Risen Energy Co Ltd | RSM96-11-450BNDG (IEC 61215-2021) | 2025-01-21 | 2028-01-21 | Yes
Risen Energy Co Ltd | RSM96-11-455BNDG (IEC 61215-2021) | 2025-01-21 | 2028-01-21 | Yes
Risen Energy Co Ltd | RSM96-11-460BNDG (IEC 61215-2021) | 2025-01-21 | 2028-01-21 | Yes
Risen Energy Co Ltd | RSM96-11-465BNDG (IEC 61215-2021) | 2025-07-02 | 2028-07-02 | Yes
Risen Energy Co Ltd | RSM96-11-470BNDG (IEC 61215-2021) | 2025-07-02 | 2028-07-02 | Yes
Risen Energy Co Ltd | RSM96-11-475BNDG (IEC 61215-2021) | 2025-07-02 | 2028-07-02 | Yes
Sany Silicon Energy (Zhuzhou) Co Ltd | SYMN108TBD420 | 2024-06-28 | 2024-09-30 | Yes
Sany Silicon Energy (Zhuzhou) Co Ltd | SYMN108TBD425 | 2024-06-28 | 2024-09-30 | Yes
Sany Silicon Energy (Zhuzhou) Co Ltd | SYMN108TBD430 | 2024-06-28 | 2024-09-30 | Yes
Sany Silicon Energy (Zhuzhou) Co Ltd | SYMN108TBD435 | 2024-06-28 | 2024-09-30 | Yes
Sany Silicon Energy (Zhuzhou) Co Ltd | SYMN108TBD440 | 2024-06-28 | 2024-09-30 | Yes
Sany Silicon Energy (Zhuzhou) Co Ltd | SYMN108TBDB425 (IEC 61215-2021) | 2025-07-04 | 2028-07-04 | Yes
Sany Silicon Energy (Zhuzhou) Co Ltd | SYMN108TBDB430 (IEC 61215-2021) | 2025-07-04 | 2028-07-04 | Yes
Sany Silicon Energy (Zhuzhou) Co Ltd | SYMN108TBDB435 (IEC 61215-2021) | 2025-07-04 | 2028-07-04 | Yes
Sany Silicon Energy (Zhuzhou) Co Ltd | SYMN108TBDB440 (IEC 61215-2021) | 2025-07-04 | 2028-07-04 | Yes
Sany Silicon Energy (Zhuzhou) Co Ltd | SYMN108TBDB445 (IEC 61215-2021) | 2025-07-04 | 2028-07-04 | Yes
Sany Silicon Energy (Zhuzhou) Co Ltd | SYMN108TBDFB425 (IEC 61215-2021) | 2025-07-04 | 2028-07-04 | Yes
Sany Silicon Energy (Zhuzhou) Co Ltd | SYMN108TBDFB430 (IEC 61215-2021) | 2025-07-04 | 2028-07-04 | Yes
Sany Silicon Energy (Zhuzhou) Co Ltd | SYMN108TBDFB435 (IEC 61215-2021) | 2025-07-04 | 2028-07-04 | Yes
Sany Silicon Energy (Zhuzhou) Co Ltd | SYMN108TBDFB440 (IEC 61215-2021) | 2025-07-04 | 2028-07-04 | Yes
Sany Silicon Energy (Zhuzhou) Co Ltd | SYMN108TBDFB445 (IEC 61215-2021) | 2025-07-04 | 2028-07-04 | Yes
Sany Silicon Energy (Zhuzhou) Co Ltd | SYMN144TBD565 | 2024-06-28 | 2024-09-30 | Yes
Sany Silicon Energy (Zhuzhou) Co Ltd | SYMN144TBD570 | 2024-06-28 | 2024-09-30 | Yes
Sany Silicon Energy (Zhuzhou) Co Ltd | SYMN144TBD575 | 2024-06-28 | 2024-09-30 | Yes
Sany Silicon Energy (Zhuzhou) Co Ltd | SYMN144TBD575 (IEC 61215-2021) | 2025-07-04 | 2028-07-04 | Yes
Sany Silicon Energy (Zhuzhou) Co Ltd | SYMN144TBD580 | 2024-06-28 | 2024-09-30 | Yes
Sany Silicon Energy (Zhuzhou) Co Ltd | SYMN144TBD580 (IEC 61215-2021) | 2025-07-04 | 2028-07-04 | Yes
Sany Silicon Energy (Zhuzhou) Co Ltd | SYMN144TBD585 | 2024-06-28 | 2024-09-30 | Yes
Sany Silicon Energy (Zhuzhou) Co Ltd | SYMN144TBD585 (IEC 61215-2021) | 2025-07-04 | 2028-07-04 | Yes
Sany Silicon Energy (Zhuzhou) Co Ltd | SYMN144TBD590 (IEC 61215-2021) | 2025-07-04 | 2028-07-04 | Yes
Sany Silicon Energy (Zhuzhou) Co Ltd | SYMN144TBD595 (IEC 61215-2021) | 2025-07-04 | 2028-07-04 | Yes
Sany Silicon Energy (Zhuzhou) Co Ltd | SYMN144TS565 | 2024-06-28 | 2024-09-30 | Yes
Sany Silicon Energy (Zhuzhou) Co Ltd | SYMN144TS570 | 2024-06-28 | 2024-09-30 | Yes
Sany Silicon Energy (Zhuzhou) Co Ltd | SYMN144TS575 | 2024-06-28 | 2024-09-30 | Yes
Sany Silicon Energy (Zhuzhou) Co Ltd | SYMN144TS580 | 2024-06-28 | 2024-09-30 | Yes
Sany Silicon Energy (Zhuzhou) Co Ltd | SYMN144TS585 | 2024-06-28 | 2024-09-30 | Yes
Sany Silicon Energy (Zhuzhou) Co Ltd | SYMN156TBD615 | 2024-06-28 | 2024-09-30 | Yes
Sany Silicon Energy (Zhuzhou) Co Ltd | SYMN156TBD620 | 2024-06-28 | 2024-09-30 | Yes
Sany Silicon Energy (Zhuzhou) Co Ltd | SYMN156TBD625 | 2024-06-28 | 2024-09-30 | Yes
Sany Silicon Energy (Zhuzhou) Co Ltd | SYMN156TBD625 (IEC 61215-2021) | 2025-07-04 | 2028-07-04 | Yes
Sany Silicon Energy (Zhuzhou) Co Ltd | SYMN156TBD630 | 2024-06-28 | 2024-09-30 | Yes
Sany Silicon Energy (Zhuzhou) Co Ltd | SYMN156TBD630 (IEC 61215-2021) | 2025-07-04 | 2028-07-04 | Yes
Sany Silicon Energy (Zhuzhou) Co Ltd | SYMN156TBD635 | 2024-06-28 | 2024-09-30 | Yes
Sany Silicon Energy (Zhuzhou) Co Ltd | SYMN156TBD635 (IEC 61215-2021) | 2025-07-04 | 2028-07-04 | Yes
Sany Silicon Energy (Zhuzhou) Co Ltd | SYMN156TBD640 (IEC 61215-2021) | 2025-07-04 | 2028-07-04 | Yes
Sany Silicon Energy (Zhuzhou) Co Ltd | SYMN156TBD645 (IEC 61215-2021) | 2025-07-04 | 2028-07-04 | Yes
S-Energy Co Ltd | SL65-54TDP-420R | 2024-01-30 | 2024-09-30 | Yes
S-Energy Co Ltd | SL65-54TDP-425R | 2024-01-30 | 2024-09-30 | Yes
S-Energy Co Ltd | SL65-54TDP-430R | 2024-01-30 | 2024-09-30 | Yes
S-Energy Co Ltd | SL65-54TEP-420R | 2024-01-30 | 2024-09-30 | Yes
S-Energy Co Ltd | SL65-54TEP-425R | 2024-01-30 | 2024-09-30 | Yes
S-Energy Co Ltd | SL65-54TEP-430R | 2024-01-30 | 2024-09-30 | Yes
S-Energy Co Ltd | SL65-72BDJ-540R | 2024-01-30 | 2024-09-30 | Yes
S-Energy Co Ltd | SL65-72BDJ-545R | 2024-01-30 | 2024-09-30 | Yes
S-Energy Co Ltd | SL65-72BDJ-550R | 2024-01-30 | 2024-09-30 | Yes
S-Energy Co Ltd | SL65-72TDP-570R | 2024-01-30 | 2024-09-30 | Yes
S-Energy Co Ltd | SL65-72TDP-575R | 2024-01-30 | 2024-09-30 | Yes
S-Energy Co Ltd | SL65-78TDP-615R | 2024-01-30 | 2024-09-30 | Yes
S-Energy Co Ltd | SL65-78TDP-620R | 2024-01-30 | 2024-09-30 | Yes
S-Energy Co Ltd | SL65-78TDP-625R | 2024-01-30 | 2024-09-30 | Yes
S-Energy Co Ltd | SL85-66BDL-655R | 2024-01-30 | 2024-09-30 | Yes
S-Energy Co Ltd | SL85-66BDL-660R | 2024-01-30 | 2024-09-30 | Yes
S-Energy Co Ltd | SL85-66BDL-665R | 2024-01-30 | 2024-09-30 | Yes
Seraphim Solar System Co Ltd | SRP-275-6PB | 2021-03-10 | 2024-03-10 | Yes
Seraphim Solar System Co Ltd | SRP-300-6MB | 2021-03-10 | 2024-03-10 | Yes
Seraphim Solar System Co Ltd | SRP-330-BMB | 2022-03-17 | 2024-09-30 | Yes
Seraphim Solar System Co Ltd | SRP-360-BMB-BG | 2022-04-07 | 2024-09-30 | Yes
Seraphim Solar System Co Ltd | SRP-360-BMB-HV | 2022-04-07 | 2024-09-30 | Yes
Seraphim Solar System Co Ltd | SRP-365-BMB-BG | 2022-04-07 | 2024-09-30 | Yes
Seraphim Solar System Co Ltd | SRP-365-BMB-HV | 2022-04-07 | 2024-09-30 | Yes
Seraphim Solar System Co Ltd | SRP-370-BMB-BG | 2022-03-10 | 2024-09-30 | Yes
Seraphim Solar System Co Ltd | SRP-370-BMC-HV | 2021-03-10 | 2024-03-10 | Yes
Seraphim Solar System Co Ltd | SRP-375-BMB-BG | 2022-03-10 | 2024-09-30 | Yes
Seraphim Solar System Co Ltd | SRP-375-BMB-HV | 2022-03-10 | 2024-09-30 | Yes
Seraphim Solar System Co Ltd | SRP-390-BMD-HV | 2021-03-10 | 2024-09-30 | Yes
Seraphim Solar System Co Ltd | SRP-390-TM52-HV | 2022-09-27 | 2024-09-30 | Yes
Seraphim Solar System Co Ltd | SRP-395-BMD-HV | 2021-03-10 | 2024-03-10 | Yes
Seraphim Solar System Co Ltd | SRP-395-TM52-HV | 2022-09-27 | 2024-09-30 | Yes
Seraphim Solar System Co Ltd | SRP-400-BMD | 2022-09-27 | 2024-09-30 | Yes
Seraphim Solar System Co Ltd | SRP-400-BMD-BG | 2022-09-27 | 2024-09-30 | Yes
Seraphim Solar System Co Ltd | SRP-400-BMD-HV | 2021-03-10 | 2024-03-10 | Yes
Seraphim Solar System Co Ltd | SRP-400-TM52-HV | 2022-09-27 | 2024-09-30 | Yes
Seraphim Solar System Co Ltd | SRP-405-BMD | 2022-09-27 | 2024-09-30 | Yes
Seraphim Solar System Co Ltd | SRP-405-BMD-BG | 2022-04-07 | 2024-09-30 | Yes
Seraphim Solar System Co Ltd | SRP-405-BMD-HV | 2022-03-17 | 2024-09-30 | Yes
Seraphim Solar System Co Ltd | SRP-410-BMD | 2022-09-27 | 2024-09-30 | Yes
Seraphim Solar System Co Ltd | SRP-410-BMD-BG | 2022-04-07 | 2024-09-30 | Yes
Seraphim Solar System Co Ltd | SRP-410-BMD-HV | 2022-03-17 | 2024-09-30 | Yes
Seraphim Solar System Co Ltd | SRP-415-BMD | 2022-09-27 | 2024-09-30 | Yes
Seraphim Solar System Co Ltd | SRP-415-BMD-BG | 2023-03-17 | 2025-03-31 | Yes
Seraphim Solar System Co Ltd | SRP-415-BMD-HV | 2023-03-17 | 2025-03-31 | Yes
Seraphim Solar System Co Ltd | SRP-420-BMF-BG | 2022-09-27 | 2024-09-30 | Yes
Seraphim Solar System Co Ltd | SRP-420-BMF-HV | 2022-09-27 | 2024-09-30 | Yes
Seraphim Solar System Co Ltd | SRP-420-TM56-HV | 2022-09-27 | 2024-09-30 | Yes
Seraphim Solar System Co Ltd | SRP-425-BMF-BG | 2022-09-27 | 2024-09-30 | Yes
Seraphim Solar System Co Ltd | SRP-425-BMF-HV | 2022-09-27 | 2024-09-30 | Yes
Seraphim Solar System Co Ltd | SRP-425-BTD-BG | 2023-06-22 | 2024-09-30 | Yes
Seraphim Solar System Co Ltd | SRP-425-BTD-HV | 2023-06-22 | 2024-09-30 | Yes
Seraphim Solar System Co Ltd | SRP-425-TM56-HV | 2022-09-27 | 2024-09-30 | Yes
Seraphim Solar System Co Ltd | SRP-430-BTD-BG | 2023-06-22 | 2024-09-30 | Yes
Seraphim Solar System Co Ltd | SRP-430-BTD-HV | 2023-06-22 | 2024-09-30 | Yes
Seraphim Solar System Co Ltd | SRP-430-TM56-HV | 2022-09-27 | 2024-09-30 | Yes
Seraphim Solar System Co Ltd | SRP-435-BTD-BG | 2023-06-22 | 2024-09-30 | Yes
Seraphim Solar System Co Ltd | SRP-435-BTD-HV | 2023-06-22 | 2024-09-30 | Yes
Seraphim Solar System Co Ltd | SRP-440-BMA-BG | 2022-03-10 | 2024-09-30 | Yes
Seraphim Solar System Co Ltd | SRP-440-BMB-HV | 2022-03-10 | 2024-09-30 | Yes
Seraphim Solar System Co Ltd | SRP-440-BTD-BG | 2023-03-17 | 2025-03-31 | Yes
Seraphim Solar System Co Ltd | SRP-440-BTD-HV | 2023-03-17 | 2025-03-31 | Yes
Seraphim Solar System Co Ltd | SRP-445-BMA-BG | 2022-03-10 | 2024-09-30 | Yes
Seraphim Solar System Co Ltd | SRP-445-BMB-HV | 2022-03-17 | 2024-09-30 | Yes
Seraphim Solar System Co Ltd | SRP-450-BMA-BG | 2022-03-10 | 2024-09-30 | Yes
Seraphim Solar System Co Ltd | SRP-450-BMA-HV | 2022-03-17 | 2024-09-30 | Yes
Seraphim Solar System Co Ltd | SRP-450-BMB-BG | 2022-03-17 | 2024-09-30 | Yes
Seraphim Solar System Co Ltd | SRP-450-BMB-HV | 2022-03-17 | 2024-09-30 | Yes
Seraphim Solar System Co Ltd | SRP-455-BMA-BG | 2022-04-07 | 2024-09-30 | Yes
Seraphim Solar System Co Ltd | SRP-455-BMA-HV | 2022-03-17 | 2024-09-30 | Yes
Seraphim Solar System Co Ltd | SRP-455-BMB-BG | 2022-03-10 | 2024-09-30 | Yes
Seraphim Solar System Co Ltd | SRP-455-BMB-HV | 2022-03-17 | 2024-09-30 | Yes
Seraphim Solar System Co Ltd | SRP-460-BMB-BG | 2022-03-10 | 2024-09-30 | Yes
Seraphim Solar System Co Ltd | SRP-460-BMB-HV | 2022-03-10 | 2024-09-30 | Yes
Seraphim Solar System Co Ltd | SRP-470-BTB-BG | 2023-06-22 | 2024-09-30 | Yes
Seraphim Solar System Co Ltd | SRP-470-BTB-HV | 2023-06-22 | 2024-09-30 | Yes
Seraphim Solar System Co Ltd | SRP-475-BTB-BG | 2023-06-22 | 2024-09-30 | Yes
Seraphim Solar System Co Ltd | SRP-475-BTB-HV | 2023-06-22 | 2024-09-30 | Yes
Seraphim Solar System Co Ltd | SRP-480-BME-BG | 2022-09-27 | 2024-09-30 | Yes
Seraphim Solar System Co Ltd | SRP-480-BME-HV | 2022-09-27 | 2024-09-30 | Yes
Seraphim Solar System Co Ltd | SRP-485-BME-BG | 2022-09-27 | 2024-09-30 | Yes
Seraphim Solar System Co Ltd | SRP-485-BME-HV | 2022-09-27 | 2024-09-30 | Yes
Seraphim Solar System Co Ltd | SRP-495-BMC-BG | 2022-04-07 | 2024-09-30 | Yes
Seraphim Solar System Co Ltd | SRP-495-BMC-HV | 2022-04-07 | 2024-09-30 | Yes
Seraphim Solar System Co Ltd | SRP-500-BMC-BG | 2022-04-07 | 2024-09-30 | Yes
Seraphim Solar System Co Ltd | SRP-500-BMC-HV | 2022-04-07 | 2024-09-30 | Yes
Seraphim Solar System Co Ltd | SRP-505-BMC-BG | 2022-04-07 | 2024-09-30 | Yes
Seraphim Solar System Co Ltd | SRP-505-BMC-HV | 2022-04-07 | 2024-09-30 | Yes
Seraphim Solar System Co Ltd | SRP-530-BMA-BG | 2021-03-10 | 2024-03-10 | Yes
Seraphim Solar System Co Ltd | SRP-530-BMA-HV | 2021-03-10 | 2024-03-10 | Yes
Seraphim Solar System Co Ltd | SRP-535-BMA-BG | 2021-03-10 | 2024-03-10 | Yes
Seraphim Solar System Co Ltd | SRP-535-BMA-HV | 2021-03-10 | 2024-03-10 | Yes
Seraphim Solar System Co Ltd | SRP-535-BMD-BG | 2022-04-07 | 2024-09-30 | Yes
Seraphim Solar System Co Ltd | SRP-540-BMA-BG | 2021-03-10 | 2024-03-10 | Yes
Seraphim Solar System Co Ltd | SRP-540-BMA-HV | 2021-03-10 | 2024-03-10 | Yes
Seraphim Solar System Co Ltd | SRP-540-BMD-BG | 2022-04-07 | 2024-09-30 | Yes
Seraphim Solar System Co Ltd | SRP-540-BMD-HV | 2022-03-10 | 2024-09-30 | Yes
Seraphim Solar System Co Ltd | SRP-545-BMA-BG | 2022-03-17 | 2024-09-30 | Yes
Seraphim Solar System Co Ltd | SRP-545-BMA-HV | 2022-03-17 | 2024-09-30 | Yes
Seraphim Solar System Co Ltd | SRP-545-BMD-BG | 2022-03-10 | 2024-09-30 | Yes
Seraphim Solar System Co Ltd | SRP-545-BMD-HV | 2022-03-10 | 2024-09-30 | Yes
Seraphim Solar System Co Ltd | SRP-550-BMA-BG | 2022-03-17 | 2024-09-30 | Yes
Seraphim Solar System Co Ltd | SRP-550-BMA-HV | 2022-03-17 | 2024-09-30 | Yes
Seraphim Solar System Co Ltd | SRP-555-BMA-BG | 2022-03-10 | 2024-09-30 | Yes
Seraphim Solar System Co Ltd | SRP-555-BMA-HV | 2022-03-10 | 2024-09-30 | Yes
Seraphim Solar System Co Ltd | SRP-560-BTA-BG | 2023-06-22 | 2024-09-30 | Yes
Seraphim Solar System Co Ltd | SRP-560-BTA-HV | 2023-06-22 | 2024-09-30 | Yes
Seraphim Solar System Co Ltd | SRP-565-BTA-BG | 2023-06-22 | 2024-09-30 | Yes
Seraphim Solar System Co Ltd | SRP-565-BTA-HV | 2023-06-22 | 2024-09-30 | Yes
Seraphim Solar System Co Ltd | SRP-570-BTA-BG | 2023-06-22 | 2024-09-30 | Yes
Seraphim Solar System Co Ltd | SRP-570-BTA-HV | 2023-06-22 | 2024-09-30 | Yes
Seraphim Solar System Co Ltd | SRP-575-BTA-BG | 2023-06-22 | 2024-09-30 | Yes
Seraphim Solar System Co Ltd | SRP-575-BTA-HV | 2023-06-22 | 2024-09-30 | Yes
Seraphim Solar System Co Ltd | SRP-590-BMB-HV | 2022-04-07 | 2024-09-30 | Yes
Seraphim Solar System Co Ltd | SRP-595-BMB-BG | 2022-09-27 | 2024-09-30 | Yes
Seraphim Solar System Co Ltd | SRP-595-BMB-HV | 2022-03-17 | 2024-09-30 | Yes
Seraphim Solar System Co Ltd | SRP-600-BMB-BG | 2022-03-10 | 2024-09-30 | Yes
Seraphim Solar System Co Ltd | SRP-600-BMB-HV | 2022-03-17 | 2024-09-30 | Yes
Seraphim Solar System Co Ltd | SRP-605-BMB-BG | 2022-04-07 | 2024-09-30 | Yes
Seraphim Solar System Co Ltd | SRP-605-BMB-HV | 2023-03-17 | 2025-03-31 | Yes
Seraphim Solar System Co Ltd | SRP-650-BMC-BG | 2022-04-07 | 2024-09-30 | Yes
Seraphim Solar System Co Ltd | SRP-655-BMC-BG | 2022-04-07 | 2024-09-30 | Yes
Seraphim Solar System Co Ltd | SRP-660-BMC-BG | 2022-03-10 | 2024-09-30 | Yes
Seraphim Solar System Co Ltd | SRP-660-BMC-HV | 2022-03-17 | 2024-09-30 | Yes
Seraphim Solar System Co Ltd | SRP-665-BMC-BG | 2022-03-10 | 2024-09-30 | Yes
Seraphim Solar System Co Ltd | SRP-665-BMC-HV | 2022-03-17 | 2024-09-30 | Yes
Seraphim Solar System Co Ltd | SRP-670-BMC-BG | 2022-03-10 | 2024-09-30 | Yes
Seraphim Solar System Co Ltd | SRP-670-BMC-HV | 2022-03-17 | 2024-09-30 | Yes
Shandong CAS FutureEnergy Photoelectric Co Ltd | ZKFN-182M(PD)-445 | 2024-05-20 | 2024-09-30 | Yes
Shandong CAS FutureEnergy Photoelectric Co Ltd | ZKFN-182M(PD)-450 | 2024-05-20 | 2024-09-30 | Yes
Shandong CAS FutureEnergy Photoelectric Co Ltd | ZKFN-182M(PD)-455 | 2024-05-20 | 2024-09-30 | Yes
Shandong CAS FutureEnergy Photoelectric Co Ltd | ZKFN-182M(PD)-460 | 2024-05-20 | 2024-09-30 | Yes
Shandong CAS FutureEnergy Photoelectric Co Ltd | ZKFN-182M(PD)-465 | 2024-05-20 | 2024-09-30 | Yes
Shandong CAS FutureEnergy Photoelectric Co Ltd | ZKFN-182M(PD)-470 | 2024-05-20 | 2024-09-30 | Yes
Shandong CAS FutureEnergy Photoelectric Co Ltd | ZKFN-182M(PD)-475 | 2024-05-20 | 2024-09-30 | Yes
Shandong CAS FutureEnergy Photoelectric Co Ltd | ZKFN-182M(PD)-480 | 2024-05-20 | 2024-09-30 | Yes
Shanghai Aerospace Automobile Electromechanical Co Ltd | HT40-18X(ND)-330 (IEC 61215-2021) | 2024-09-16 | 2027-09-16 | Yes
Shanghai Aerospace Automobile Electromechanical Co Ltd | HT40-18X(ND)-F-330 (IEC 61215-2021) | 2024-09-16 | 2027-09-16 | Yes
Shanghai Aerospace Automobile Electromechanical Co Ltd | HT48-18X(N)-455 (IEC 61215-2021) | 2024-09-18 | 2027-09-18 | Yes
Shanghai Aerospace Automobile Electromechanical Co Ltd | HT48-18X(ND)-395 (IEC 61215-2021) | 2024-09-16 | 2027-09-16 | Yes
Shanghai Aerospace Automobile Electromechanical Co Ltd | HT48-18X(ND)-F-395 (IEC 61215-2021) | 2024-09-16 | 2027-09-16 | Yes
Shanghai Aerospace Automobile Electromechanical Co Ltd | HT54-18X(N)-430 | 2023-04-28 | 2025-03-31 | Yes
Shanghai Aerospace Automobile Electromechanical Co Ltd | HT54-18X(N)-435 | 2023-04-28 | 2025-03-31 | Yes
Shanghai Aerospace Automobile Electromechanical Co Ltd | HT54-18X(N)-440 | 2023-04-28 | 2025-03-31 | Yes
Shanghai Aerospace Automobile Electromechanical Co Ltd | HT54-18X(N)-440 (IEC 61215-2021) | 2024-09-18 | 2027-09-18 | Yes
Shanghai Aerospace Automobile Electromechanical Co Ltd | HT54-18X(N)-470 (IEC 61215-2021) | 2024-09-18 | 2027-09-18 | Yes
Shanghai Aerospace Automobile Electromechanical Co Ltd | HT54-18X(N)-475 (IEC 61215-2021) | 2024-09-18 | 2027-09-18 | Yes
Shanghai Aerospace Automobile Electromechanical Co Ltd | HT54-18X(N)-510 (IEC 61215-2021) | 2024-09-18 | 2027-09-18 | Yes
Shanghai Aerospace Automobile Electromechanical Co Ltd | HT54-18X(ND)-F-425 | 2023-04-28 | 2025-03-31 | Yes
Shanghai Aerospace Automobile Electromechanical Co Ltd | HT54-18X(ND)-F-430 | 2023-04-28 | 2025-03-31 | Yes
Shanghai Aerospace Automobile Electromechanical Co Ltd | HT54-18X(ND)-F-435 | 2023-04-28 | 2025-03-31 | Yes
Shanghai Aerospace Automobile Electromechanical Co Ltd | HT54-18X(ND)-F-440 (IEC 61215-2021) | 2024-09-16 | 2027-09-16 | Yes
Shanghai Aerospace Automobile Electromechanical Co Ltd | HT54-18X(ND)-F-460 (IEC 61215-2021) | 2024-09-16 | 2027-09-16 | Yes
Shanghai Aerospace Automobile Electromechanical Co Ltd | HT54-18X-415 | 2022-12-07 | 2024-09-30 | Yes
Shanghai Aerospace Automobile Electromechanical Co Ltd | HT54-18X-420 | 2022-12-07 | 2024-09-30 | Yes
Shanghai Aerospace Automobile Electromechanical Co Ltd | HT60-166M-370 | 2022-12-07 | 2024-09-30 | Yes
Shanghai Aerospace Automobile Electromechanical Co Ltd | HT60-18X(N)-475 | 2023-04-28 | 2025-03-31 | Yes
Shanghai Aerospace Automobile Electromechanical Co Ltd | HT60-18X(N)-480 | 2023-04-28 | 2025-03-31 | Yes
Shanghai Aerospace Automobile Electromechanical Co Ltd | HT60-18X(N)-485 | 2023-04-28 | 2025-03-31 | Yes
Shanghai Aerospace Automobile Electromechanical Co Ltd | HT60-18X(N)-510 (IEC 61215-2021) | 2024-09-18 | 2027-09-18 | Yes
Shanghai Aerospace Automobile Electromechanical Co Ltd | HT60-18X(N)-520 (IEC 61215-2021) | 2024-09-18 | 2027-09-18 | Yes
Shanghai Aerospace Automobile Electromechanical Co Ltd | HT60-18X(N)-530 (IEC 61215-2021) | 2024-09-18 | 2027-09-18 | Yes
Shanghai Aerospace Automobile Electromechanical Co Ltd | HT60-18X(ND)-F-470 | 2023-04-28 | 2025-03-31 | Yes
Shanghai Aerospace Automobile Electromechanical Co Ltd | HT60-18X(ND)-F-475 | 2023-04-28 | 2025-03-31 | Yes
Shanghai Aerospace Automobile Electromechanical Co Ltd | HT60-18X(ND)-F-480 | 2023-04-28 | 2025-03-31 | Yes
Shanghai Aerospace Automobile Electromechanical Co Ltd | HT60-18X(ND)-F-510 (IEC 61215-2021) | 2024-09-16 | 2027-09-16 | Yes
Shanghai Aerospace Automobile Electromechanical Co Ltd | HT60-18X(ND)-F-515 (IEC 61215-2021) | 2024-09-16 | 2027-09-16 | Yes
Shanghai Aerospace Automobile Electromechanical Co Ltd | HT60-18X-450 | 2022-12-07 | 2024-09-30 | Yes
Shanghai Aerospace Automobile Electromechanical Co Ltd | HT60-18X-455 | 2022-12-07 | 2024-09-30 | Yes
Shanghai Aerospace Automobile Electromechanical Co Ltd | HT60-18X-460 | 2022-12-07 | 2024-09-30 | Yes
Shanghai Aerospace Automobile Electromechanical Co Ltd | HT60-18X-465 | 2022-12-07 | 2024-09-30 | Yes
Shanghai Aerospace Automobile Electromechanical Co Ltd | HT60-210(PD)-F-600 | 2023-04-28 | 2024-09-30 | Yes
Shanghai Aerospace Automobile Electromechanical Co Ltd | HT60-210(PD)-F-605 | 2023-04-28 | 2024-09-30 | Yes
Shanghai Aerospace Automobile Electromechanical Co Ltd | HT60-210-595 | 2022-12-07 | 2024-09-30 | Yes
Shanghai Aerospace Automobile Electromechanical Co Ltd | HT60-210-600 | 2022-12-07 | 2024-09-30 | Yes
Shanghai Aerospace Automobile Electromechanical Co Ltd | HT60-210-605 | 2022-12-07 | 2024-09-30 | Yes
Shanghai Aerospace Automobile Electromechanical Co Ltd | HT66-166M-415 | 2022-12-07 | 2024-09-30 | Yes
Shanghai Aerospace Automobile Electromechanical Co Ltd | HT66-18X(N)-615 (IEC 61215-2021) | 2024-09-18 | 2027-09-18 | Yes
Shanghai Aerospace Automobile Electromechanical Co Ltd | HT66-18X(N)-630 (IEC 61215-2021) | 2024-09-18 | 2027-09-18 | Yes
Shanghai Aerospace Automobile Electromechanical Co Ltd | HT66-18X(ND)-F-615 (IEC 61215-2021) | 2024-09-16 | 2027-09-16 | Yes
Shanghai Aerospace Automobile Electromechanical Co Ltd | HT66-210(ND)-F-700 (IEC 61215-2021) | 2024-09-16 | 2027-09-16 | Yes
Shanghai Aerospace Automobile Electromechanical Co Ltd | HT66-210(PD)-F-665 | 2023-04-28 | 2024-09-30 | Yes
Shanghai Aerospace Automobile Electromechanical Co Ltd | HT66-210(PD)-F-670 | 2023-04-28 | 2024-09-30 | Yes
Shanghai Aerospace Automobile Electromechanical Co Ltd | HT66-210-655 | 2022-12-07 | 2024-09-30 | Yes
Shanghai Aerospace Automobile Electromechanical Co Ltd | HT66-210-660 | 2022-12-07 | 2024-09-30 | Yes
Shanghai Aerospace Automobile Electromechanical Co Ltd | HT66-210-665 | 2022-12-07 | 2024-09-30 | Yes
Shanghai Aerospace Automobile Electromechanical Co Ltd | HT66-210-670 | 2022-12-07 | 2024-09-30 | Yes
Shanghai Aerospace Automobile Electromechanical Co Ltd | HT72-166M-450 | 2022-12-07 | 2024-09-30 | Yes
Shanghai Aerospace Automobile Electromechanical Co Ltd | HT72-18X(N)-580 | 2023-04-28 | 2025-03-31 | Yes
Shanghai Aerospace Automobile Electromechanical Co Ltd | HT72-18X(N)-585 | 2023-04-28 | 2025-03-31 | Yes
Shanghai Aerospace Automobile Electromechanical Co Ltd | HT72-18X(ND)-F-570 | 2023-04-28 | 2025-03-31 | Yes
Shanghai Aerospace Automobile Electromechanical Co Ltd | HT72-18X(ND)-F-575 | 2023-04-28 | 2025-03-31 | Yes
Shanghai Aerospace Automobile Electromechanical Co Ltd | HT72-18X-550 | 2022-12-07 | 2024-09-30 | Yes
Shanghai Aerospace Automobile Electromechanical Co Ltd | HT72-18X-555 | 2022-12-07 | 2024-09-30 | Yes
Shanghai Aerospace Automobile Electromechanical Co Ltd | HT72-18X-560 | 2022-12-07 | 2024-09-30 | Yes
Shanghai JA Solar Technology Co Ltd | JAM54D30-395/MB/1500V | 2021-02-08 | 2024-02-08 | Yes
Shanghai JA Solar Technology Co Ltd | JAM54D30-400/MB/1500V | 2021-02-08 | 2024-02-08 | Yes
Shanghai JA Solar Technology Co Ltd | JAM54D30-405/MB/1500V | 2021-02-08 | 2024-02-08 | Yes
Shanghai JA Solar Technology Co Ltd | JAM54D30-410/MB/1500V | 2021-02-08 | 2024-02-08 | Yes
Shanghai JA Solar Technology Co Ltd | JAM54D40-415/GB/1500V | 2023-03-09 | 2024-09-30 | Yes
Shanghai JA Solar Technology Co Ltd | JAM54D40-415/MB/1500V | 2023-06-05 | 2024-09-30 | Yes
Shanghai JA Solar Technology Co Ltd | JAM54D40-420/GB/1500V | 2023-03-09 | 2024-09-30 | Yes
Shanghai JA Solar Technology Co Ltd | JAM54D40-420/MB/1500V | 2023-06-05 | 2024-09-30 | Yes
Shanghai JA Solar Technology Co Ltd | JAM54D40-425/GB/1500V | 2023-03-09 | 2024-09-30 | Yes
Shanghai JA Solar Technology Co Ltd | JAM54D40-425/MB/1500V | 2023-06-05 | 2024-09-30 | Yes
Shanghai JA Solar Technology Co Ltd | JAM54D40-430/GB/1500V | 2023-03-09 | 2024-09-30 | Yes
Shanghai JA Solar Technology Co Ltd | JAM54D40-430/MB/1500V | 2023-06-05 | 2024-09-30 | Yes
Shanghai JA Solar Technology Co Ltd | JAM54D40-435/GB/1500V | 2023-03-09 | 2024-09-30 | Yes
Shanghai JA Solar Technology Co Ltd | JAM54D40-435/MB/1500V | 2023-06-05 | 2024-09-30 | Yes
Shanghai JA Solar Technology Co Ltd | JAM54D40-440/GB/1500V | 2023-03-09 | 2024-09-30 | Yes
Shanghai JA Solar Technology Co Ltd | JAM54D40-440/LB/1500V | 2022-03-16 | 2025-03-31 | Yes
Shanghai JA Solar Technology Co Ltd | JAM54D40-445/LB/1500V | 2023-06-09 | 2024-09-30 | Yes
Shanghai JA Solar Technology Co Ltd | JAM54D41-415/GB/1500V | 2023-03-09 | 2024-09-30 | Yes
Shanghai JA Solar Technology Co Ltd | JAM54D41-420/GB/1500V | 2023-03-09 | 2024-09-30 | Yes
Shanghai JA Solar Technology Co Ltd | JAM54D41-425/GB/1500V | 2023-03-09 | 2024-09-30 | Yes
Shanghai JA Solar Technology Co Ltd | JAM54D41-430/GB/1500V | 2023-03-09 | 2024-09-30 | Yes
Shanghai JA Solar Technology Co Ltd | JAM54D41-430/LB/1500V | 2023-06-09 | 2024-09-30 | Yes
Shanghai JA Solar Technology Co Ltd | JAM54D41-435/GB/1500V | 2023-03-09 | 2024-09-30 | Yes
Shanghai JA Solar Technology Co Ltd | JAM54D41-435/LB/1500V | 2023-06-09 | 2024-09-30 | Yes
Shanghai JA Solar Technology Co Ltd | JAM54D41-440/LB/1500V | 2022-03-16 | 2025-03-31 | Yes
Shanghai JA Solar Technology Co Ltd | JAM54S30-395/MR/1000V | 2021-02-08 | 2024-02-08 | Yes
Shanghai JA Solar Technology Co Ltd | JAM54S30-395/MR/1500V | 2021-02-08 | 2024-02-08 | Yes
Shanghai JA Solar Technology Co Ltd | JAM54S30-400/MR/1000V | 2021-02-08 | 2024-02-08 | Yes
Shanghai JA Solar Technology Co Ltd | JAM54S30-400/MR/1500V | 2021-02-08 | 2024-02-08 | Yes
Shanghai JA Solar Technology Co Ltd | JAM54S30-405/MR/1000V | 2021-02-08 | 2024-02-08 | Yes
Shanghai JA Solar Technology Co Ltd | JAM54S30-405/MR/1500V | 2021-02-08 | 2024-02-08 | Yes
Shanghai JA Solar Technology Co Ltd | JAM54S30-410/GR/1000V | 2021-12-07 | 2024-09-30 | Yes
Shanghai JA Solar Technology Co Ltd | JAM54S30-410/GR/1500V | 2021-12-07 | 2024-09-30 | Yes
Shanghai JA Solar Technology Co Ltd | JAM54S30-410/MR/1000V | 2021-02-08 | 2024-02-08 | Yes
Shanghai JA Solar Technology Co Ltd | JAM54S30-410/MR/1500V | 2021-02-08 | 2024-02-08 | Yes
Shanghai JA Solar Technology Co Ltd | JAM54S30-415/GR/1000V | 2021-12-07 | 2024-09-30 | Yes
Shanghai JA Solar Technology Co Ltd | JAM54S30-415/GR/1500V | 2021-12-07 | 2024-09-30 | Yes
Shanghai JA Solar Technology Co Ltd | JAM54S30-415/LR/1500V | 2023-06-09 | 2024-09-30 | Yes
Shanghai JA Solar Technology Co Ltd | JAM54S30-415/MR/1000V | 2021-02-08 | 2024-02-08 | Yes
Shanghai JA Solar Technology Co Ltd | JAM54S30-415/MR/1500V | 2021-02-08 | 2025-03-31 | Yes
Shanghai JA Solar Technology Co Ltd | JAM54S30-420/GR/1000V | 2022-11-16 | 2024-09-30 | Yes
Shanghai JA Solar Technology Co Ltd | JAM54S30-420/GR/1500V | 2022-11-16 | 2024-09-30 | Yes
Shanghai JA Solar Technology Co Ltd | JAM54S30-420/LR/1500V | 2023-06-09 | 2024-09-30 | Yes
Shanghai JA Solar Technology Co Ltd | JAM54S30-420/MR/1500V | 2023-03-09 | 2024-09-30 | Yes
Shanghai JA Solar Technology Co Ltd | JAM54S30-425/LR/1500V | 2023-06-09 | 2024-09-30 | Yes
Shanghai JA Solar Technology Co Ltd | JAM54S30-430/LR/1500V | 2024-01-24 | 2024-09-30 | Yes
Shanghai JA Solar Technology Co Ltd | JAM54S31-385/MR/1000V | 2021-02-08 | 2024-02-08 | Yes
Shanghai JA Solar Technology Co Ltd | JAM54S31-390/MR/1000V | 2021-02-08 | 2024-02-08 | Yes
Shanghai JA Solar Technology Co Ltd | JAM54S31-390/MR/1500V | 2022-03-16 | 2025-03-31 | Yes
Shanghai JA Solar Technology Co Ltd | JAM54S31-395/MR/1000V | 2021-02-08 | 2024-02-08 | Yes
Shanghai JA Solar Technology Co Ltd | JAM54S31-395/MR/1500V | 2022-03-16 | 2024-09-30 | Yes
Shanghai JA Solar Technology Co Ltd | JAM54S31-400/GR/1500V | 2021-12-07 | 2024-09-30 | Yes
Shanghai JA Solar Technology Co Ltd | JAM54S31-400/MR/1000V | 2021-02-08 | 2024-02-08 | Yes
Shanghai JA Solar Technology Co Ltd | JAM54S31-400/MR/1500V | 2022-03-16 | 2024-09-30 | Yes
Shanghai JA Solar Technology Co Ltd | JAM54S31-405/GR/1500V | 2021-12-07 | 2024-09-30 | Yes
Shanghai JA Solar Technology Co Ltd | JAM54S31-405/MR/1500V | 2023-03-09 | 2024-09-30 | Yes
Shanghai JA Solar Technology Co Ltd | JAM54S31-410/GR/1500V | 2023-05-05 | 2024-09-30 | Yes
Shanghai JA Solar Technology Co Ltd | JAM54S31-415/GR/1500V | 2023-05-05 | 2024-09-30 | Yes
Shanghai JA Solar Technology Co Ltd | JAM54S31-415/LR/1500V | 2023-06-09 | 2024-09-30 | Yes
Shanghai JA Solar Technology Co Ltd | JAM54S31-420/LR/1500V | 2024-01-24 | 2024-09-30 | Yes
Shanghai JA Solar Technology Co Ltd | JAM54S31-425/LR/1500V | 2024-01-24 | 2024-09-30 | Yes
Shanghai JA Solar Technology Co Ltd | JAM54S40-420/GR/1500V | 2023-03-09 | 2024-09-30 | Yes
Shanghai JA Solar Technology Co Ltd | JAM54S40-425/GR/1500V | 2023-03-09 | 2024-09-30 | Yes
Shanghai JA Solar Technology Co Ltd | JAM54S40-430/GR/1500V | 2023-03-09 | 2024-09-30 | Yes
Shanghai JA Solar Technology Co Ltd | JAM54S41-410/GR/1500V | 2023-03-09 | 2024-09-30 | Yes
Shanghai JA Solar Technology Co Ltd | JAM54S41-415/GR/1500V | 2023-03-09 | 2024-09-30 | Yes
Shanghai JA Solar Technology Co Ltd | JAM54S41-420/GR/1500V | 2023-05-05 | 2024-09-30 | Yes
Shanghai JA Solar Technology Co Ltd | JAM54S41-425/GR/1500V | 2023-05-05 | 2024-09-30 | Yes
Shanghai JA Solar Technology Co Ltd | JAM60S09-330/PR/1000V | 2023-06-05 | 2024-09-30 | Yes
Shanghai JA Solar Technology Co Ltd | JAM60S10-330/MR/1000V | 2021-02-08 | 2025-03-31 | Yes
Shanghai JA Solar Technology Co Ltd | JAM60S10-330/MR/1500V | 2021-02-08 | 2024-02-08 | Yes
Shanghai JA Solar Technology Co Ltd | JAM60S10-330/PR/1000V | 2022-03-16 | 2025-03-31 | Yes
Shanghai JA Solar Technology Co Ltd | JAM60S20-370/MR/1000V | 2023-05-05 | 2025-03-31 | Yes
Shanghai JA Solar Technology Co Ltd | JAM60S20-385/MR/1000V | 2024-01-24 | 2024-09-30 | Yes
Shanghai JA Solar Technology Co Ltd | JAM60S20-390/MR/1000V | 2023-05-05 | 2025-03-31 | Yes
Shanghai JA Solar Technology Co Ltd | JAM60S20-390/MR/1500V | 2023-05-05 | 2025-03-31 | Yes
Shanghai JA Solar Technology Co Ltd | JAM66D42-575/MB/1500V | 2024-01-24 | 2024-09-30 | Yes
Shanghai JA Solar Technology Co Ltd | JAM66D42-580/MB/1500V | 2024-01-24 | 2024-09-30 | Yes
Shanghai JA Solar Technology Co Ltd | JAM66D42-585/MB/1500V | 2024-01-24 | 2024-09-30 | Yes
Shanghai JA Solar Technology Co Ltd | JAM66D45-595/LB/1500V | 2024-01-24 | 2024-09-30 | Yes
Shanghai JA Solar Technology Co Ltd | JAM66D45-600/LB/1500V | 2024-01-24 | 2024-09-30 | Yes
Shanghai JA Solar Technology Co Ltd | JAM66D45-605/LB/1500V | 2024-01-24 | 2024-09-30 | Yes
Shanghai JA Solar Technology Co Ltd | JAM66S10-370/MR/1000V | 2023-06-05 | 2024-09-30 | Yes
Shanghai JA Solar Technology Co Ltd | JAM66S30-500/MR/1500V | 2022-03-16 | 2025-03-31 | Yes
Shanghai JA Solar Technology Co Ltd | JAM66S30-505/MR/1000V | 2022-11-16 | 2024-09-30 | Yes
Shanghai JA Solar Technology Co Ltd | JAM66S30-505/MR/1500V | 2022-11-16 | 2024-09-30 | Yes
Shanghai JA Solar Technology Co Ltd | JAM72D20-455/MB/1500V | 2022-03-16 | 2025-03-31 | Yes
Shanghai JA Solar Technology Co Ltd | JAM72D30-540/GB/1500V | 2021-12-07 | 2024-09-30 | Yes
Shanghai JA Solar Technology Co Ltd | JAM72D30-540/MB/1500V | 2024-01-24 | 2024-09-30 | Yes
Shanghai JA Solar Technology Co Ltd | JAM72D30-545/GB/1500V | 2021-12-07 | 2024-09-30 | Yes
Shanghai JA Solar Technology Co Ltd | JAM72D30-545/MB/1500V | 2022-03-16 | 2025-03-31 | Yes
Shanghai JA Solar Technology Co Ltd | JAM72D30-550/GB/1500V | 2021-12-07 | 2024-09-30 | Yes
Shanghai JA Solar Technology Co Ltd | JAM72D30-550/MB/1500V | 2022-03-16 | 2024-09-30 | Yes
Shanghai JA Solar Technology Co Ltd | JAM72D30-555/GB/1500V | 2022-11-16 | 2024-09-30 | Yes
Shanghai JA Solar Technology Co Ltd | JAM72D30-555/MB/1500V | 2022-03-16 | 2024-09-30 | Yes
Shanghai JA Solar Technology Co Ltd | JAM72D30-560/GB/1500V | 2022-11-16 | 2024-09-30 | Yes
Shanghai JA Solar Technology Co Ltd | JAM72D30-560/LB/1500V | 2023-06-09 | 2024-09-30 | Yes
Shanghai JA Solar Technology Co Ltd | JAM72D30-565/LB/1500V | 2023-06-09 | 2024-09-30 | Yes
Shanghai JA Solar Technology Co Ltd | JAM72D40-555/GB/1500V | 2022-11-16 | 2024-09-30 | Yes
Shanghai JA Solar Technology Co Ltd | JAM72D40-555/MB/1500V | 2023-05-05 | 2024-09-30 | Yes
Shanghai JA Solar Technology Co Ltd | JAM72D40-560/GB/1500V | 2022-03-16 | 2025-03-31 | Yes
Shanghai JA Solar Technology Co Ltd | JAM72D40-560/MB/1500V | 2023-05-05 | 2024-09-30 | Yes
Shanghai JA Solar Technology Co Ltd | JAM72D40-565/GB/1500V | 2022-11-16 | 2024-09-30 | Yes
Shanghai JA Solar Technology Co Ltd | JAM72D40-565/MB/1500V | 2023-05-05 | 2024-09-30 | Yes
Shanghai JA Solar Technology Co Ltd | JAM72D40-570/GB/1500V | 2022-03-16 | 2025-03-31 | Yes
Shanghai JA Solar Technology Co Ltd | JAM72D40-570/MB/1500V | 2022-03-16 | 2025-03-31 | Yes
Shanghai JA Solar Technology Co Ltd | JAM72D40-575/GB/1500V | 2022-03-16 | 2025-03-31 | Yes
Shanghai JA Solar Technology Co Ltd | JAM72D40-575/MB/1500V | 2022-03-16 | 2025-03-31 | Yes
Shanghai JA Solar Technology Co Ltd | JAM72D40-580/GB/1500V | 2022-03-16 | 2025-03-31 | Yes
Shanghai JA Solar Technology Co Ltd | JAM72D40-580/MB/1500V | 2024-01-24 | 2024-09-30 | Yes
Shanghai JA Solar Technology Co Ltd | JAM72D40-585/LB/1500V | 2023-06-09 | 2024-09-30 | Yes
Shanghai JA Solar Technology Co Ltd | JAM72D40-585/MB/1500V | 2024-01-24 | 2024-09-30 | Yes
Shanghai JA Solar Technology Co Ltd | JAM72D40-590/LB/1500V | 2022-03-16 | 2025-03-31 | Yes
Shanghai JA Solar Technology Co Ltd | JAM72D40-590/MB/1500V | 2024-01-24 | 2024-09-30 | Yes
Shanghai JA Solar Technology Co Ltd | JAM72D40-595/LB/1500V | 2023-06-09 | 2024-09-30 | Yes
Shanghai JA Solar Technology Co Ltd | JAM72D42-615/LB/1500V | 2023-06-09 | 2024-09-30 | Yes
Shanghai JA Solar Technology Co Ltd | JAM72D42-620/LB/1500V | 2023-06-09 | 2024-09-30 | Yes
Shanghai JA Solar Technology Co Ltd | JAM72D42-625/LB/1500V | 2022-03-16 | 2025-03-31 | Yes
Shanghai JA Solar Technology Co Ltd | JAM72D42-630/LB/1500V | 2024-01-24 | 2024-09-30 | Yes
Shanghai JA Solar Technology Co Ltd | JAM72D42-635/LB/1500V | 2024-01-24 | 2024-09-30 | Yes
Shanghai JA Solar Technology Co Ltd | JAM72S01-375/PR | 2021-12-07 | 2024-09-30 | Yes
Shanghai JA Solar Technology Co Ltd | JAM72S01-380/PR | 2021-12-07 | 2024-09-30 | Yes
Shanghai JA Solar Technology Co Ltd | JAM72S10-400/MR/1000V | 2023-06-05 | 2024-09-30 | Yes
Shanghai JA Solar Technology Co Ltd | JAM72S10-400/MR/1500V | 2023-06-05 | 2024-09-30 | Yes
Shanghai JA Solar Technology Co Ltd | JAM72S10-405/MR/1000V | 2024-01-24 | 2024-09-30 | Yes
Shanghai JA Solar Technology Co Ltd | JAM72S10-410/MR/1000V | 2023-05-05 | 2025-03-31 | Yes
Shanghai JA Solar Technology Co Ltd | JAM72S10-410/MR/1500V | 2023-06-05 | 2024-09-30 | Yes
Shanghai JA Solar Technology Co Ltd | JAM72S10-415/MR/1000V | 2023-05-05 | 2025-03-31 | Yes
Shanghai JA Solar Technology Co Ltd | JAM72S10-415/MR/1500V | 2023-05-05 | 2025-03-31 | Yes
Shanghai JA Solar Technology Co Ltd | JAM72S17-385/GR/1000V | 2022-03-16 | 2024-09-30 | Yes
Shanghai JA Solar Technology Co Ltd | JAM72S17-385/GR/1500V | 2022-03-16 | 2024-09-30 | Yes
Shanghai JA Solar Technology Co Ltd | JAM72S17-390/GR/1000V | 2021-12-07 | 2024-09-30 | Yes
Shanghai JA Solar Technology Co Ltd | JAM72S17-390/GR/1500V | 2021-12-07 | 2024-09-30 | Yes
Shanghai JA Solar Technology Co Ltd | JAM72S17-395/GR/1000V | 2021-12-07 | 2024-09-30 | Yes
Shanghai JA Solar Technology Co Ltd | JAM72S17-395/GR/1500V | 2021-12-07 | 2024-09-30 | Yes
Shanghai JA Solar Technology Co Ltd | JAM72S17-400/GR/1000V | 2021-12-07 | 2024-09-30 | Yes
Shanghai JA Solar Technology Co Ltd | JAM72S17-400/GR/1500V | 2021-12-07 | 2024-09-30 | Yes
Shanghai JA Solar Technology Co Ltd | JAM72S20-450/MR/1000V | 2023-06-05 | 2024-09-30 | Yes
Shanghai JA Solar Technology Co Ltd | JAM72S20-450/MR/1500V | 2023-06-05 | 2024-09-30 | Yes
Shanghai JA Solar Technology Co Ltd | JAM72S20-455/MR/1000V | 2023-05-05 | 2024-09-30 | Yes
Shanghai JA Solar Technology Co Ltd | JAM72S20-455/MR/1500V | 2023-05-05 | 2024-09-30 | Yes
Shanghai JA Solar Technology Co Ltd | JAM72S20-460/MR/1000V | 2023-05-05 | 2025-03-31 | Yes
Shanghai JA Solar Technology Co Ltd | JAM72S20-460/MR/1500V | 2023-05-05 | 2025-03-31 | Yes
Shanghai JA Solar Technology Co Ltd | JAM72S30-540/MR/1000V | 2023-06-05 | 2024-09-30 | Yes
Shanghai JA Solar Technology Co Ltd | JAM72S30-540/MR/1500V | 2022-03-16 | 2025-03-31 | Yes
Shanghai JA Solar Technology Co Ltd | JAM72S30-545/GR/1500V | 2021-12-07 | 2024-09-30 | Yes
Shanghai JA Solar Technology Co Ltd | JAM72S30-545/MR/1500V | 2022-03-16 | 2025-03-31 | Yes
Shanghai JA Solar Technology Co Ltd | JAM72S30-550/GR/1500V | 2021-12-07 | 2024-09-30 | Yes
Shanghai JA Solar Technology Co Ltd | JAM72S30-550/MR/1000V | 2022-03-16 | 2024-09-30 | Yes
Shanghai JA Solar Technology Co Ltd | JAM72S30-550/MR/1500V | 2022-03-16 | 2025-03-31 | Yes
Shanghai JA Solar Technology Co Ltd | JAM72S30-555/GR/1500V | 2021-12-07 | 2024-09-30 | Yes
Shanghai JA Solar Technology Co Ltd | JAM72S30-555/MR/1000V | 2022-03-16 | 2024-09-30 | Yes
Shanghai JA Solar Technology Co Ltd | JAM72S30-555/MR/1500V | 2023-05-05 | 2024-09-30 | Yes
Shanghai JA Solar Technology Co Ltd | JAM72S30-560/GR/1500V | 2022-11-16 | 2024-09-30 | Yes
Shanghai JA Solar Technology Co Ltd | JAM72S30-560/LR/1500V | 2023-06-09 | 2024-09-30 | Yes
Shanghai JA Solar Technology Co Ltd | JAM72S30-565/LR/1500V | 2022-03-16 | 2025-03-31 | Yes
Shanghai JA Solar Technology Co Ltd | JAM72S30-570/LR/1500V | 2023-06-09 | 2024-09-30 | Yes
Shanghai JA Solar Technology Co Ltd | JAM78D30-580/MB/1500V | 2022-03-16 | 2024-09-30 | Yes
Shanghai JA Solar Technology Co Ltd | JAM78D30-585/MB/1500V | 2022-03-16 | 2024-09-30 | Yes
Shanghai JA Solar Technology Co Ltd | JAM78D30-590/MB/1500V | 2022-03-16 | 2024-09-30 | Yes
Shanghai JA Solar Technology Co Ltd | JAM78D30-595/MB/1500V | 2022-03-16 | 2024-09-30 | Yes
Shanghai JA Solar Technology Co Ltd | JAM78D30-600/MB/1500V | 2022-11-16 | 2024-09-30 | Yes
Shanghai JA Solar Technology Co Ltd | JAM78D40-605/GB/1500V | 2022-11-16 | 2024-09-30 | Yes
Shanghai JA Solar Technology Co Ltd | JAM78D40-610/GB/1500V | 2022-11-16 | 2024-09-30 | Yes
Shanghai JA Solar Technology Co Ltd | JAM78D40-610/MB/1500V | 2023-05-05 | 2024-09-30 | Yes
Shanghai JA Solar Technology Co Ltd | JAM78D40-615/GB/1500V | 2022-11-16 | 2024-09-30 | Yes
Shanghai JA Solar Technology Co Ltd | JAM78D40-615/MB/1500V | 2023-05-05 | 2024-09-30 | Yes
Shanghai JA Solar Technology Co Ltd | JAM78D40-620/GB/1500V | 2022-11-16 | 2024-09-30 | Yes
Shanghai JA Solar Technology Co Ltd | JAM78D40-625/GB/1500V | 2022-11-16 | 2024-09-30 | Yes
Shanghai JA Solar Technology Co Ltd | JAM78D40-630/GB/1500V | 2022-11-16 | 2024-09-30 | Yes
Shanghai JA Solar Technology Co Ltd | JAM78S30-580/MR/1500V | 2022-03-16 | 2024-09-30 | Yes
Shanghai JA Solar Technology Co Ltd | JAM78S30-585/MR/1500V | 2022-03-16 | 2024-09-30 | Yes
Shanghai JA Solar Technology Co Ltd | JAM78S30-590/MR/1500V | 2022-03-16 | 2024-09-30 | Yes
Shanghai JA Solar Technology Co Ltd | JAM78S30-595/MR/1500V | 2022-03-16 | 2024-09-30 | Yes
Shanghai JA Solar Technology Co Ltd | JAM78S30-600/MR/1500V | 2022-03-16 | 2024-09-30 | Yes
Shanghai JA Solar Technology Co Ltd | JAP72S01-330/SC/1000V | 2020-08-01 | 2024-02-01 | Yes
Sharp Solar Solution Asia Co Ltd | NU-JC410B | 2023-05-01 | 2024-09-30 | Yes
Sharp Solar Solution Asia Co Ltd | NU-JC415 | 2023-05-01 | 2024-09-30 | Yes
Sharp Solar Solution Asia Co Ltd | NU-JC415B | 2023-05-01 | 2024-09-30 | Yes
Sharp Solar Solution Asia Co Ltd | NU-JC415B (IEC 61215-2021) | 2025-03-05 | 2028-03-05 | Yes
Sharp Solar Solution Asia Co Ltd | NU-JC420B | 2024-01-30 | 2024-03-31 | Yes
Sharp Solar Solution Asia Co Ltd | NU-JC430 | 2024-01-30 | 2024-03-31 | Yes
Sharp Solar Solution Asia Co Ltd | NU-JC430B (IEC 61215-2021) | 2025-03-05 | 2028-03-05 | Yes
Sharp Solar Solution Asia Co Ltd | NU-JC435 | 2024-01-30 | 2024-03-31 | Yes
Sharp Solar Solution Asia Co Ltd | NU-JC440 | 2024-01-30 | 2024-03-31 | Yes
Sharp Solar Solution Asia Co Ltd | NU-JC440 (IEC 61215-2021) | 2025-03-05 | 2028-03-05 | Yes
Sharp Solar Solution Asia Co Ltd | NU-JD550 | 2024-01-30 | 2024-03-31 | Yes
Sharp Solar Solution Asia Co Ltd | NU-JD550 (IEC 61215-2021) | 2025-03-05 | 2028-03-05 | Yes
Shenzhen Aiko Digital Energy Technology Co Ltd | AIKO-A435-MAH54Mb (IEC 61215-2021) | 2024-03-14 | 2025-02-20 | Yes
Shenzhen Aiko Digital Energy Technology Co Ltd | AIKO-A440-MAH54Db (IEC 61215-2021) | 2024-08-02 | 2025-02-20 | Yes
Shenzhen Aiko Digital Energy Technology Co Ltd | AIKO-A440-MAH54Dw (IEC 61215-2021) | 2024-08-02 | 2025-02-20 | Yes
Shenzhen Aiko Digital Energy Technology Co Ltd | AIKO-A440-MAH54Mb (IEC 61215-2021) | 2024-03-14 | 2025-12-31 | Yes
Shenzhen Aiko Digital Energy Technology Co Ltd | AIKO-A440-MAH54Mw (IEC 61215-2021) | 2024-03-14 | 2025-02-20 | Yes
Shenzhen Aiko Digital Energy Technology Co Ltd | AIKO-A445-MAH54Db (IEC 61215-2021) | 2024-08-02 | 2025-02-20 | Yes
Shenzhen Aiko Digital Energy Technology Co Ltd | AIKO-A445-MAH54Dw (IEC 61215-2021) | 2024-08-02 | 2025-02-20 | Yes
Shenzhen Aiko Digital Energy Technology Co Ltd | AIKO-A445-MAH54Mb (IEC 61215-2021) | 2024-03-14 | 2025-12-31 | Yes
Shenzhen Aiko Digital Energy Technology Co Ltd | AIKO-A445-MAH54Mw (IEC 61215-2021) | 2024-03-14 | 2025-02-20 | Yes
Shenzhen Aiko Digital Energy Technology Co Ltd | AIKO-A450-MAH54Db (IEC 61215-2021) | 2024-08-02 | 2025-02-20 | Yes
Shenzhen Aiko Digital Energy Technology Co Ltd | AIKO-A450-MAH54Dw (IEC 61215-2021) | 2024-08-02 | 2025-02-20 | Yes
Shenzhen Aiko Digital Energy Technology Co Ltd | AIKO-A450-MAH54Mb (IEC 61215-2021) | 2024-03-14 | 2025-12-31 | Yes
Shenzhen Aiko Digital Energy Technology Co Ltd | AIKO-A450-MAH54Mw (IEC 61215-2021) | 2024-03-14 | 2025-12-31 | Yes
Shenzhen Aiko Digital Energy Technology Co Ltd | AIKO-A455-MAH54Db (IEC 61215-2021) | 2024-08-02 | 2025-12-31 | Yes
Shenzhen Aiko Digital Energy Technology Co Ltd | AIKO-A455-MAH54Dw (IEC 61215-2021) | 2024-08-02 | 2025-02-20 | Yes
Shenzhen Aiko Digital Energy Technology Co Ltd | AIKO-A455-MAH54Mb (IEC 61215-2021) | 2024-03-14 | 2025-12-31 | Yes
Shenzhen Aiko Digital Energy Technology Co Ltd | AIKO-A455-MAH54Mw (IEC 61215-2021) | 2024-03-14 | 2025-12-31 | Yes
Shenzhen Aiko Digital Energy Technology Co Ltd | AIKO-A460-MAH54Db (IEC 61215-2021) | 2024-08-02 | 2025-12-31 | Yes
Shenzhen Aiko Digital Energy Technology Co Ltd | AIKO-A460-MAH54Dw (IEC 61215-2021) | 2024-08-02 | 2025-02-20 | Yes
Shenzhen Aiko Digital Energy Technology Co Ltd | AIKO-A460-MAH54Mb (IEC 61215-2021) | 2024-03-14 | 2025-12-31 | Yes
Shenzhen Aiko Digital Energy Technology Co Ltd | AIKO-A460-MAH54Mw (IEC 61215-2021) | 2024-03-14 | 2025-12-31 | Yes
Shenzhen Aiko Digital Energy Technology Co Ltd | AIKO-A465-MAH54Db (IEC 61215-2021) | 2024-08-02 | 2025-12-31 | Yes
Shenzhen Aiko Digital Energy Technology Co Ltd | AIKO-A465-MAH54Dw (IEC 61215-2021) | 2024-08-02 | 2025-12-31 | Yes
Shenzhen Aiko Digital Energy Technology Co Ltd | AIKO-A465-MAH54Mw (IEC 61215-2021) | 2024-03-14 | 2025-12-31 | Yes
Shenzhen Aiko Digital Energy Technology Co Ltd | AIKO-A595-MAH72Dw (IEC 61215-2021) | 2024-08-02 | 2025-02-20 | Yes
Shenzhen Aiko Digital Energy Technology Co Ltd | AIKO-A600-MAH72Dw (IEC 61215-2021) | 2024-08-02 | 2025-02-20 | Yes
Shenzhen Aiko Digital Energy Technology Co Ltd | AIKO-A600-MAH72Mw (IEC 61215-2021) | 2024-03-14 | 2025-12-31 | Yes
Shenzhen Aiko Digital Energy Technology Co Ltd | AIKO-A605-MAH72Dw (IEC 61215-2021) | 2024-08-02 | 2025-12-31 | Yes
Shenzhen Aiko Digital Energy Technology Co Ltd | AIKO-A605-MAH72Mw (IEC 61215-2021) | 2024-03-14 | 2025-12-31 | Yes
Shenzhen Aiko Digital Energy Technology Co Ltd | AIKO-A610-MAH72Dw (IEC 61215-2021) | 2024-08-02 | 2025-12-31 | Yes
Shenzhen Aiko Digital Energy Technology Co Ltd | AIKO-A610-MAH72Mw (IEC 61215-2021) | 2024-03-14 | 2025-12-31 | Yes
Shenzhen Aiko Digital Energy Technology Co Ltd | AIKO-A615-MAH72Dw (IEC 61215-2021) | 2024-08-02 | 2025-02-20 | Yes
Shenzhen Aiko Digital Energy Technology Co Ltd | AIKO-A615-MAH72Mw (IEC 61215-2021) | 2024-03-14 | 2025-12-31 | Yes
Shenzhen Aiko Digital Energy Technology Co Ltd | AIKO-A620-MAH72Dw (IEC 61215-2021) | 2024-08-02 | 2025-02-20 | Yes
Shenzhen Aiko Digital Energy Technology Co Ltd | AIKO-A620-MAH72Mw (IEC 61215-2021) | 2024-03-14 | 2025-12-31 | Yes
Shenzhen Aiko Digital Energy Technology Co Ltd | AIKO-A625-MAH72Dw (IEC 61215-2021) | 2024-08-02 | 2025-02-20 | Yes
Shenzhen Aiko Digital Energy Technology Co Ltd | AIKO-A625-MAH72Mw (IEC 61215-2021) | 2024-03-14 | 2025-02-20 | Yes
Solahart Industries Pty Ltd | Solahart370S2 | 2020-10-26 | 2024-04-26 | Yes
Solahart Industries PTY LTD | Solahart370V1 | 2022-12-15 | 2024-09-30 | Yes
Solahart Industries Pty Ltd | Solahart375S2 | 2020-10-26 | 2024-04-26 | Yes
Solahart Industries Pty Ltd | Solahart380S2 | 2020-10-26 | 2024-04-26 | Yes
Solahart Industries Pty Ltd | Solahart385S2 | 2020-10-26 | 2024-04-26 | Yes
Solahart Industries Pty Ltd | Solahart385S3 | 2021-08-18 | 2024-09-30 | Yes
Solahart Industries Pty Ltd | Solahart390S2 | 2020-10-26 | 2024-04-26 | Yes
Solahart Industries Pty Ltd | Solahart390S3 | 2021-08-18 | 2024-09-30 | Yes
Solahart Industries PTY LTD | Solahart390V2 | 2022-12-15 | 2024-09-30 | Yes
Solahart Industries Pty Ltd | Solahart395S3 | 2021-08-18 | 2024-09-30 | Yes
Solahart Industries PTY LTD | Solahart395V2 | 2022-12-15 | 2024-09-30 | Yes
Solahart Industries Pty Ltd | Solahart400S3 | 2021-08-18 | 2024-09-30 | Yes
Solahart Industries Pty Ltd | SOLAHART400S4 | 2022-08-15 | 2024-09-30 | Yes
Solahart Industries PTY LTD | Solahart400V2 | 2022-12-15 | 2024-09-30 | Yes
Solahart Industries Pty Ltd | Solahart405S3 | 2021-08-18 | 2024-09-30 | Yes
Solahart Industries PTY LTD | Solahart405V2 | 2022-12-15 | 2024-09-30 | Yes
Solahart Industries Pty Ltd | Solahart410S3 | 2021-08-18 | 2024-09-30 | Yes
Solahart Industries PTY LTD | Solahart410S5 | 2022-12-15 | 2024-09-30 | Yes
Solahart Industries PTY LTD | Solahart410V2 | 2022-12-15 | 2024-09-30 | Yes
Solahart Industries Pty Ltd | Solahart415S3 | 2021-08-18 | 2024-09-30 | Yes
Solahart Industries PTY LTD | Solahart415S5 | 2022-12-15 | 2024-09-30 | Yes
Solahart Industries PTY LTD | Solahart415V2 | 2022-12-15 | 2024-09-30 | Yes
Solahart Industries PTY LTD | Solahart420S5 | 2022-12-15 | 2024-09-30 | Yes
Solahart Industries PTY LTD | Solahart425S5 | 2023-12-15 | 2024-09-30 | Yes
Solahart Industries PTY LTD | Solahart430R1 | 2023-12-15 | 2024-09-30 | Yes
Solahart Industries PTY LTD | Solahart430S5 | 2023-12-15 | 2024-09-30 | Yes
Solahart Industries PTY LTD | Solahart435R1 | 2023-12-15 | 2024-09-30 | Yes
Solahart Industries PTY LTD | Solahart440BR3 (IEC 61215-2021) | 2025-06-03 | 2028-06-03 | Yes
Solahart Industries PTY LTD | Solahart440BRB1 | 2022-02-13 | 2025-03-31 | Yes
Solahart Industries PTY LTD | Solahart440BRB2 (IEC 61215-2021) | 2024-06-21 | 2027-06-21 | Yes
Solahart Industries PTY LTD | Solahart440BRB3 (IEC 61215-2021) | 2025-06-03 | 2028-06-03 | Yes
Solahart Industries PTY LTD | Solahart440BRT3 (IEC 61215-2021) | 2025-06-03 | 2028-06-03 | Yes
Solahart Industries PTY LTD | Solahart440DR1 (IEC 61215-2021) | 2024-06-21 | 2027-06-21 | Yes
Solahart Industries PTY LTD | Solahart440R1 | 2023-12-15 | 2025-03-31 | Yes
Solahart Industries PTY LTD | Solahart440R2 (IEC 61215-2021) | 2024-06-21 | 2027-06-21 | Yes
Solahart Industries PTY LTD | Solahart445BRB1 | 2024-02-13 | 2024-09-30 | Yes
Solahart Industries PTY LTD | Solahart445BRB2 (IEC 61215-2021) | 2024-06-21 | 2027-06-21 | Yes
Solahart Industries PTY LTD | Solahart445R2 (IEC 61215-2021) | 2024-06-21 | 2027-06-21 | Yes
Solahart Industries PTY LTD | Solahart450BR3 (IEC 61215-2021) | 2025-06-03 | 2028-06-03 | Yes
Solahart Industries PTY LTD | Solahart450BRB1 | 2024-02-13 | 2024-09-30 | Yes
Solahart Industries PTY LTD | Solahart450BRB2 (IEC 61215-2021) | 2024-06-21 | 2027-06-21 | Yes
Solahart Industries PTY LTD | Solahart450BRB3 (IEC 61215-2021) | 2025-06-03 | 2028-06-03 | Yes
Solahart Industries PTY LTD | Solahart450BRT3 (IEC 61215-2021) | 2025-06-03 | 2028-06-03 | Yes
Solahart Industries PTY LTD | Solahart450C1 | 2022-12-15 | 2024-09-30 | Yes
Solahart Industries PTY LTD | Solahart450DR1 (IEC 61215-2021) | 2024-06-21 | 2027-06-21 | Yes
Solahart Industries PTY LTD | Solahart450H2 | 2022-12-15 | 2024-09-30 | Yes
Solahart Industries PTY LTD | Solahart450R2 (IEC 61215-2021) | 2024-06-21 | 2027-06-21 | Yes
Solahart Industries PTY LTD | Solahart455BR3 (IEC 61215-2021) | 2025-06-03 | 2028-06-03 | Yes
Solahart Industries PTY LTD | Solahart455BRB3 (IEC 61215-2021) | 2025-06-03 | 2028-06-03 | Yes
Solahart Industries PTY LTD | Solahart455BRT3 (IEC 61215-2021) | 2025-06-03 | 2028-06-03 | Yes
Solahart Industries PTY LTD | Solahart455H2 | 2022-12-15 | 2024-09-30 | Yes
Solahart Industries PTY LTD | Solahart460H2 | 2022-12-15 | 2024-09-30 | Yes
Solahart Industries PTY LTD | Solahart475DH1 | 2022-02-13 | 2025-03-31 | Yes
Solahart Industries PTY LTD | Solahart475DH2 (IEC 61215-2021) | 2024-06-21 | 2027-06-21 | Yes
Solahart Industries PTY LTD | Solahart480DH1 | 2024-02-13 | 2024-09-30 | Yes
Solahart Industries PTY LTD | Solahart480DH2 (IEC 61215-2021) | 2024-06-21 | 2027-06-21 | Yes
Solahart Industries PTY LTD | Solahart485DH2 (IEC 61215-2021) | 2024-06-21 | 2027-06-21 | Yes
Solahart Industries PTY LTD | Solahart490DH2 (IEC 61215-2021) | 2024-06-21 | 2027-06-21 | Yes
Solahart Industries PTY LTD | Solahart500BH3 (IEC 61215-2021) | 2025-06-03 | 2028-06-03 | Yes
Solahart Industries PTY LTD | Solahart500BHT3 (IEC 61215-2021) | 2025-06-03 | 2028-06-03 | Yes
Solahart Industries PTY LTD | Solahart510BH3 (IEC 61215-2021) | 2025-06-03 | 2028-06-03 | Yes
Solahart Industries PTY LTD | Solahart510BHT3 (IEC 61215-2021) | 2025-06-03 | 2028-06-03 | Yes
Solahart Industries PTY LTD | Solahart540C2 | 2022-12-15 | 2024-09-30 | Yes
Solahart Industries PTY LTD | Solahart545C2 | 2022-12-15 | 2024-09-30 | Yes
Solahart Industries PTY LTD | Solahart550C2 | 2022-12-15 | 2024-09-30 | Yes
Solahart Industries PTY LTD | Solahart615BC1 (IEC 61215-2021) | 2025-06-03 | 2028-06-03 | Yes
Solahart Industries PTY LTD | Solahart620BC1 (IEC 61215-2021) | 2025-06-03 | 2028-06-03 | Yes
Solahart Industries PTY LTD | Solahart625BC1 (IEC 61215-2021) | 2025-06-03 | 2028-06-03 | Yes
Solahart Industries PTY LTD | Solahart630BC1 (IEC 61215-2021) | 2025-06-03 | 2028-06-03 | Yes
Solahart Industries PTY LTD | Solahart705BL1 (IEC 61215-2021) | 2025-06-03 | 2028-06-03 | Yes
Solahart Industries PTY LTD | Solahart710BL1 (IEC 61215-2021) | 2025-06-03 | 2028-06-03 | Yes
Solahart Industries PTY LTD | Solahart715BL1 (IEC 61215-2021) | 2025-06-03 | 2028-06-03 | Yes
SOLAR ENTERPRISES AUSTRALIA PTY LTD | PWRSMT-GC48DB440 (IEC 61215-2021) | 2025-08-06 | 2028-08-06 | Yes
SOLAR ENTERPRISES AUSTRALIA PTY LTD | PWRSMT-GC48DB440-B (IEC 61215-2021) | 2025-08-06 | 2028-08-06 | Yes
SOLAR ENTERPRISES AUSTRALIA PTY LTD | PWRSMT-GC48DB445 (IEC 61215-2021) | 2025-08-06 | 2028-08-06 | Yes
SOLAR ENTERPRISES AUSTRALIA PTY LTD | PWRSMT-GC48DB445-B (IEC 61215-2021) | 2025-08-06 | 2028-08-06 | Yes
SOLAR ENTERPRISES AUSTRALIA PTY LTD | PWRSMT-GC48DB450 (IEC 61215-2021) | 2025-08-06 | 2028-08-06 | Yes
SOLAR ENTERPRISES AUSTRALIA PTY LTD | PWRSMT-GC48DB450-B (IEC 61215-2021) | 2025-08-06 | 2028-08-06 | Yes
SOLAR ENTERPRISES AUSTRALIA PTY LTD | PWRSMT-GC48DB455 (IEC 61215-2021) | 2025-08-06 | 2028-08-06 | Yes
SOLAR ENTERPRISES AUSTRALIA PTY LTD | PWRSMT-GC48DB455-B (IEC 61215-2021) | 2025-08-06 | 2028-08-06 | Yes
SOLAR ENTERPRISES AUSTRALIA PTY LTD | PWRSMT-GC48DM470 (IEC 61215-2021) | 2025-08-06 | 2028-08-06 | Yes
SOLAR ENTERPRISES AUSTRALIA PTY LTD | PWRSMT-GC48DM470-B (IEC 61215-2021) | 2025-08-06 | 2028-08-06 | Yes
SOLAR ENTERPRISES AUSTRALIA PTY LTD | PWRSMT-GC48DM475 (IEC 61215-2021) | 2025-08-06 | 2028-08-06 | Yes
SOLAR ENTERPRISES AUSTRALIA PTY LTD | PWRSMT-GC54DB495 (IEC 61215-2021) | 2025-08-06 | 2028-08-06 | Yes
SOLAR ENTERPRISES AUSTRALIA PTY LTD | PWRSMT-GC54DB500 (IEC 61215-2021) | 2025-08-06 | 2028-08-06 | Yes
SOLAR ENTERPRISES AUSTRALIA PTY LTD | PWRSMT-GC54DB505 (IEC 61215-2021) | 2025-08-06 | 2028-08-06 | Yes
SOLAR ENTERPRISES AUSTRALIA PTY LTD | PWRSMT-GC54DB510 (IEC 61215-2021) | 2025-08-06 | 2028-08-06 | Yes
SOLAR ENTERPRISES AUSTRALIA PTY LTD | PWRSMT-GC54DB515 (IEC 61215-2021) | 2025-08-06 | 2028-08-06 | Yes
Solar N Plus New Energy Technology Co LTD | SP-N16/108H430W (IEC 61215-2021) | 2024-10-10 | 2027-10-10 | Yes
Solar N Plus New Energy Technology Co LTD | SP-N16/108H435W (IEC 61215-2021) | 2024-10-10 | 2027-10-10 | Yes
Solar N Plus New Energy Technology Co LTD | SP-N16/108H440W (IEC 61215-2021) | 2024-10-10 | 2027-10-10 | Yes
Solar N Plus New Energy Technology Co LTD | SP-N16/108HG430W (IEC 61215-2021) | 2024-10-10 | 2027-10-10 | Yes
Solar N Plus New Energy Technology Co LTD | SP-N16/108HG435W (IEC 61215-2021) | 2024-10-10 | 2027-10-10 | Yes
Solar N Plus New Energy Technology Co LTD | SP-N16/108HG440W (IEC 61215-2021) | 2024-10-10 | 2027-10-10 | Yes
Solar N Plus New Energy Technology Co LTD | SP-N16/144H575W (IEC 61215-2021) | 2024-10-10 | 2027-10-10 | Yes
Solar N Plus New Energy Technology Co LTD | SP-N16/144H580W (IEC 61215-2021) | 2024-10-10 | 2027-10-10 | Yes
Solar N Plus New Energy Technology Co LTD | SP-N16/144H585W (IEC 61215-2021) | 2024-10-10 | 2027-10-10 | Yes
Solar N Plus New Energy Technology Co LTD | SP-N16/144H590W (IEC 61215-2021) | 2024-10-10 | 2027-10-10 | Yes
Solar N Plus New Energy Technology Co LTD | SP-N16/144HG575W (IEC 61215-2021) | 2024-10-10 | 2027-10-10 | Yes
Solar N Plus New Energy Technology Co LTD | SP-N16/144HG580W (IEC 61215-2021) | 2024-10-10 | 2027-10-10 | Yes
Solar N Plus New Energy Technology Co LTD | SP-N16/144HG585W (IEC 61215-2021) | 2024-10-10 | 2027-10-10 | Yes
Solar N Plus New Energy Technology Co LTD | SP-N16/144HG590W (IEC 61215-2021) | 2024-10-10 | 2027-10-10 | Yes
Solar N Plus New Energy Technology Co LTD | SP-N16/156HG635W (IEC 61215-2021) | 2024-10-10 | 2027-10-10 | Yes
Solar N Plus New Energy Technology Co LTD | SP-N16/156HG640W (IEC 61215-2021) | 2024-10-10 | 2027-10-10 | Yes
Solar N Plus New Energy Technology Co LTD | SP-N16B/96H445W (IEC 61215-2021) | 2024-10-10 | 2027-10-10 | Yes
Solar N Plus New Energy Technology Co LTD | SP-N16B/96H450W (IEC 61215-2021) | 2024-10-10 | 2027-10-10 | Yes
Solar N Plus New Energy Technology Co LTD | SP-N16B/96HG445W (IEC 61215-2021) | 2024-10-10 | 2027-10-10 | Yes
Solar N Plus New Energy Technology Co LTD | SP-N16B/96HG450W (IEC 61215-2021) | 2024-10-10 | 2027-10-10 | Yes
Solar N Plus New Technology Co LTD | SP-M10/108H405W | 2023-09-11 | 2024-09-30 | Yes
Solar N Plus New Technology Co LTD | SP-M10/108H410W | 2023-09-11 | 2024-09-30 | Yes
Solar N Plus New Technology Co LTD | SP-M10/108H415W | 2023-09-11 | 2024-09-30 | Yes
Solar N Plus New Technology Co LTD | SP-M10/144H550W | 2023-09-11 | 2024-09-30 | Yes
Solar N Plus New Technology Co LTD | SP-M10/144H555W | 2023-09-11 | 2024-09-30 | Yes
Solar N Plus New Technology Co LTD | SP-M10/144H560W | 2023-09-11 | 2024-09-30 | Yes
Solar N Plus New Technology Co LTD | SP-M10/144HG545W | 2023-09-11 | 2024-09-30 | Yes
Solar N Plus New Technology Co LTD | SP-M10/144HG550W | 2023-09-11 | 2024-09-30 | Yes
Solar N Plus New Technology Co LTD | SP-M10/156H595W | 2023-09-11 | 2024-09-30 | Yes
Solar N Plus New Technology Co LTD | SP-M10/156H600W | 2023-09-11 | 2024-09-30 | Yes
Solar N Plus New Technology Co LTD | SP-N16/108HG420W | 2023-09-11 | 2024-09-30 | Yes
Solar N Plus New Technology Co LTD | SP-N16/108HG425W | 2023-09-11 | 2024-09-30 | Yes
Solar N Plus New Technology Co LTD | SP-N16/108HG430W | 2023-09-11 | 2024-09-30 | Yes
Solar N Plus New Technology Co LTD | SP-N16/108HG435W | 2023-09-11 | 2024-09-30 | Yes
Solar N Plus New Technology Co LTD | SP-N16/120HG470W | 2023-09-11 | 2024-09-30 | Yes
Solar N Plus New Technology Co LTD | SP-N16/120HG475W | 2023-09-11 | 2024-09-30 | Yes
Solar N Plus New Technology Co LTD | SP-N16/120HG480W | 2023-09-11 | 2024-09-30 | Yes
Solar N Plus New Technology Co LTD | SP-N16/144HG570W | 2023-09-11 | 2024-09-30 | Yes
Solar N Plus New Technology Co LTD | SP-N16/144HG575W | 2023-09-11 | 2024-09-30 | Yes
Solar N Plus New Technology Co LTD | SP-N16/144HG580W | 2023-09-11 | 2024-09-30 | Yes
SolarEdge Technologies Ltd | SPV370-R60JWMG | 2021-10-05 | 2024-09-30 | Yes
SolarEdge Technologies Ltd | SPV375-R60JWMG | 2021-10-05 | 2024-09-30 | Yes
SolarEdge Technologies Ltd | SPV410-R54JWML | 2023-02-15 | 2025-03-31 | Yes
SolarEdge Technologies Ltd | SPV415-R54JWML | 2023-02-15 | 2025-03-31 | Yes
SOLARWATT GmbH | Panel vision H3.0 (360Wp) style | 2022-04-05 | 2024-09-30 | Yes
SOLARWATT GmbH | Panel vision H3.0 (365Wp) pure | 2022-04-05 | 2024-09-30 | Yes
SOLARWATT GmbH | Panel vision H3.0 (365Wp) style | 2022-04-05 | 2024-09-30 | Yes
SOLARWATT GmbH | Panel vision H3.0 (370Wp) pure | 2022-04-05 | 2024-09-30 | Yes
SOLARWATT GmbH | Panel vision H3.0 (370Wp) style | 2022-04-05 | 2024-09-30 | Yes
SOLARWATT GmbH | Panel vision H3.0 (375Wp) pure | 2022-04-05 | 2024-09-30 | Yes
SOLARWATT GmbH | Vision 36M glass (180Wp) | 2022-04-05 | 2024-09-30 | Yes
SOLARWATT GmbH | Vision 36M glass (185Wp) | 2022-04-05 | 2024-09-30 | Yes
SOLARWATT GmbH | Vision 36M glass (190Wp) | 2022-04-05 | 2024-09-30 | Yes
SOLARWATT GmbH | Vision 60M construct (310WP) | 2022-04-05 | 2024-09-30 | Yes
SOLARWATT GmbH | Vision 60M construct (315WP) | 2022-04-05 | 2024-09-30 | Yes
SOLARWATT GmbH | Vision 60M construct (320WP) | 2022-04-05 | 2024-09-30 | Yes
Soluxtec Distribution SA | DMMXSCNi420BB | 2023-12-05 | 2024-09-30 | Yes
Soluxtec Distribution SA | DMMXSCNi420BW | 2023-12-05 | 2024-09-30 | Yes
Soluxtec Distribution SA | DMMXSCNi420PG | 2023-12-05 | 2024-09-30 | Yes
Soluxtec Distribution SA | DMMXSCNi425BB | 2023-12-05 | 2024-09-30 | Yes
Soluxtec Distribution SA | DMMXSCNi425BW | 2023-12-05 | 2024-09-30 | Yes
Soluxtec Distribution SA | DMMXSCNi430BB | 2023-12-05 | 2024-09-30 | Yes
Soluxtec Distribution SA | DMMXSCNi430BW | 2023-12-05 | 2024-09-30 | Yes
SpolarPV Technology Co Ltd | SPV220-PM10-108 (IEC 61215-2021) | 2024-08-15 | 2027-08-15 | Yes
SpolarPV Technology Co Ltd | SPV280-PM10-108 (IEC 61215-2021) | 2024-08-15 | 2027-08-15 | Yes
SpolarPV Technology Co Ltd | SPV315-PM10-108 (IEC 61215-2021) | 2024-08-15 | 2027-08-15 | Yes
SpolarPV Technology Co Ltd | SPV330-PM10-108 (IEC 61215-2021) | 2024-08-15 | 2027-08-15 | Yes
SpolarPV Technology Co Ltd | SPV350-PM10-120 (IEC 61215-2021) | 2024-08-15 | 2027-08-15 | Yes
SpolarPV Technology Co Ltd | SPV375-PM6-120 (IEC 61215-2021) | 2024-08-15 | 2027-08-15 | Yes
SpolarPV Technology Co Ltd | SPV390-PM10-132 (IEC 61215-2021) | 2024-08-15 | 2027-08-15 | Yes
SpolarPV Technology Co Ltd | SPV400-PM10-108 (IEC 61215-2021) | 2024-08-15 | 2027-08-15 | Yes
SpolarPV Technology Co Ltd | SPV410-PM10-108 (IEC 61215-2021) | 2024-08-15 | 2027-08-15 | Yes
SpolarPV Technology Co Ltd | SPV430-PM10-144 (IEC 61215-2021) | 2024-08-15 | 2027-08-15 | Yes
SpolarPV Technology Co Ltd | SPV440-PM10-120 (IEC 61215-2021) | 2024-08-15 | 2027-08-15 | Yes
SpolarPV Technology Co Ltd | SPV440-PM6-144 (IEC 61215-2021) | 2024-08-15 | 2027-08-15 | Yes
SpolarPV Technology Co Ltd | SPV450-PM10-120 (IEC 61215-2021) | 2024-08-15 | 2027-08-15 | Yes
SpolarPV Technology Co Ltd | SPV450-PM6-144 (IEC 61215-2021) | 2024-08-15 | 2027-08-15 | Yes
SpolarPV Technology Co Ltd | SPV500-PM10-132 (IEC 61215-2021) | 2024-08-15 | 2027-08-15 | Yes
SpolarPV Technology Co Ltd | SPV540-PM10-144 (IEC 61215-2021) | 2024-08-15 | 2027-08-15 | Yes
SpolarPV Technology Co Ltd | SPV550-PM10-144 (IEC 61215-2021) | 2024-08-15 | 2027-08-15 | Yes
SpolarPV Technology Co Ltd | SPV595-PG12-120 (IEC 61215-2021) | 2024-08-15 | 2027-08-15 | Yes
SpolarPV Technology Co Ltd | SPV600-PG12-120 (IEC 61215-2021) | 2024-08-15 | 2027-08-15 | Yes
SpolarPV Technology Co Ltd | SPV660-PG12-132 (IEC 61215-2021) | 2024-08-15 | 2027-08-15 | Yes
SUNERGY AUSTRALIA WORKS PTY LTD | AUS435-54M-H8N (IEC 61215-2021) | 2025-03-14 | 2028-03-14 | Yes
SUNERGY AUSTRALIA WORKS PTY LTD | AUS440-54M-H8N (IEC 61215-2021) | 2025-03-14 | 2028-03-14 | Yes
SUNERGY AUSTRALIA WORKS PTY LTD | AUS445-54M-H8N (IEC 61215-2021) | 2025-03-14 | 2028-03-14 | Yes
SUNERGY AUSTRALIA WORKS PTY LTD | AUS450-54M-H8N (IEC 61215-2021) | 2025-03-14 | 2028-03-14 | Yes
SUNERGY AUSTRALIA WORKS PTY LTD | AUS480-60M-H8N (IEC 61215-2021) | 2025-03-14 | 2028-03-14 | Yes
SUNERGY AUSTRALIA WORKS PTY LTD | AUS485-60M-H8N (IEC 61215-2021) | 2025-03-14 | 2028-03-14 | Yes
SUNERGY AUSTRALIA WORKS PTY LTD | AUS490-60M-H8N (IEC 61215-2021) | 2025-03-14 | 2028-03-14 | Yes
SUNERGY AUSTRALIA WORKS PTY LTD | AUS495-60M-H8N (IEC 61215-2021) | 2025-03-14 | 2028-03-14 | Yes
SUNERGY AUSTRALIA WORKS PTY LTD | AUS500-60M-H8N (IEC 61215-2021) | 2025-03-14 | 2028-03-14 | Yes
SUNERGY AUSTRALIA WORKS PTY LTD | AUS530-66M-H8N (IEC 61215-2021) | 2025-03-14 | 2028-03-14 | Yes
SUNERGY AUSTRALIA WORKS PTY LTD | AUS535-66M-H8N (IEC 61215-2021) | 2025-03-14 | 2028-03-14 | Yes
SUNERGY AUSTRALIA WORKS PTY LTD | AUS540-66M-H8N (IEC 61215-2021) | 2025-03-14 | 2028-03-14 | Yes
SUNERGY AUSTRALIA WORKS PTY LTD | AUS545-66M-H8N (IEC 61215-2021) | 2025-03-14 | 2028-03-14 | Yes
SUNERGY AUSTRALIA WORKS PTY LTD | AUS550-66M-H8N (IEC 61215-2021) | 2025-03-14 | 2028-03-14 | Yes
SUNERGY AUSTRALIA WORKS PTY LTD | AUS575-72M-H8N (IEC 61215-2021) | 2025-03-14 | 2028-03-14 | Yes
SUNERGY AUSTRALIA WORKS PTY LTD | AUS580-72M-H8N (IEC 61215-2021) | 2025-03-14 | 2028-03-14 | Yes
SUNERGY AUSTRALIA WORKS PTY LTD | AUS585-72M-H8N (IEC 61215-2021) | 2025-03-14 | 2028-03-14 | Yes
SUNERGY AUSTRALIA WORKS PTY LTD | AUS590-72M-H8N (IEC 61215-2021) | 2025-03-14 | 2028-03-14 | Yes
SUNERGY AUSTRALIA WORKS PTY LTD | AUS595-72M-H8N (IEC 61215-2021) | 2025-03-14 | 2028-03-14 | Yes
SUNERGY AUSTRALIA WORKS PTY LTD | AUS600-72M-H8N (IEC 61215-2021) | 2025-03-14 | 2028-03-14 | Yes
SUNGROW RENEWABLES DEVELOPMENT CO LTD | SG-48TG4D-440 (IEC 61215-2021) | 2025-07-01 | 2028-07-01 | Yes
SUNGROW RENEWABLES DEVELOPMENT CO LTD | SG-48TG4D-445 (IEC 61215-2021) | 2025-07-01 | 2028-07-01 | Yes
SUNGROW RENEWABLES DEVELOPMENT CO LTD | SG-48TG4D-450 (IEC 61215-2021) | 2025-07-01 | 2028-07-01 | Yes
SUNGROW RENEWABLES DEVELOPMENT CO LTD | SG-48TT4D-435 (IEC 61215-2021) | 2025-07-01 | 2028-07-01 | Yes
SUNGROW RENEWABLES DEVELOPMENT CO LTD | SG-48TT4D-440 (IEC 61215-2021) | 2025-07-01 | 2028-07-01 | Yes
SUNGROW RENEWABLES DEVELOPMENT CO LTD | SG-48TT4D-445 (IEC 61215-2021) | 2025-07-01 | 2028-07-01 | Yes
SUNGROW RENEWABLES DEVELOPMENT CO LTD | SG-54TG1D-435 (IEC 61215-2021) | 2025-07-01 | 2028-07-01 | Yes
SUNGROW RENEWABLES DEVELOPMENT CO LTD | SG-54TG1D-440 (IEC 61215-2021) | 2025-07-01 | 2028-07-01 | Yes
SUNGROW RENEWABLES DEVELOPMENT CO LTD | SG-54TG4D-495 (IEC 61215-2021) | 2025-07-01 | 2028-07-01 | Yes
SUNGROW RENEWABLES DEVELOPMENT CO LTD | SG-54TG4D-500 (IEC 61215-2021) | 2025-07-01 | 2028-07-01 | Yes
SUNGROW RENEWABLES DEVELOPMENT CO LTD | SG-54TG4D-505 (IEC 61215-2021) | 2025-07-01 | 2028-07-01 | Yes
SUNGROW RENEWABLES DEVELOPMENT CO LTD | SG-66TG4D-610 (IEC 61215-2021) | 2025-07-01 | 2028-07-01 | Yes
SUNGROW RENEWABLES DEVELOPMENT CO LTD | SG-66TG4D-615 (IEC 61215-2021) | 2025-07-01 | 2028-07-01 | Yes
SUNGROW RENEWABLES DEVELOPMENT CO LTD | SG-66TG4D-620 (IEC 61215-2021) | 2025-07-01 | 2028-07-01 | Yes
SUNGROW RENEWABLES DEVELOPMENT CO LTD | SG-66TT4D-610 (IEC 61215-2021) | 2025-07-01 | 2028-07-01 | Yes
SUNGROW RENEWABLES DEVELOPMENT CO LTD | SG-66TT4D-615 (IEC 61215-2021) | 2025-07-01 | 2028-07-01 | Yes
SUNGROW RENEWABLES DEVELOPMENT CO LTD | SG-72TG1D-585 (IEC 61215-2021) | 2025-07-01 | 2028-07-01 | Yes
SUNGROW RENEWABLES DEVELOPMENT CO LTD | SG-72TG1D-590 (IEC 61215-2021) | 2025-07-01 | 2028-07-01 | Yes
SUNGROW RENEWABLES DEVELOPMENT CO LTD | SG-78TG1D-635 (IEC 61215-2021) | 2025-07-01 | 2028-07-01 | Yes
SUNGROW RENEWABLES DEVELOPMENT CO LTD | SG-78TG1D-640 (IEC 61215-2021) | 2025-07-01 | 2028-07-01 | Yes
Sunman (Zhenjiang) Co Ltd | SMF430F-12X12UW (IEC 61215-2021) | 2025-03-26 | 2028-03-26 | Yes
Sunman (Zhenjiang) Co Ltd | SMF520J-12X12UW | 2024-05-24 | 2025-03-31 | Yes
Sunman (Zhenjiang) Co Ltd | SMF520J-12X12UW (IEC 61215-2021) | 2025-03-26 | 2028-03-26 | Yes
Sunman (Zhenjiang) Co Ltd | SMH430F-12X12DB | 2024-05-24 | 2024-09-30 | Yes
Sunman (Zhenjiang) Co Ltd | SMH430F-12X12DW | 2024-05-24 | 2024-09-30 | Yes
Sunman (Zhenjiang) Co Ltd | SMH430F-12X12UB | 2024-05-24 | 2024-09-30 | Yes
Sunman (Zhenjiang) Co Ltd | SMH430F-12X12UW | 2024-05-24 | 2024-09-30 | Yes
Sunman (Zhenjiang) Co Ltd | SMH435J-12X10UW | 2024-05-24 | 2024-09-30 | Yes
Sunman (Zhenjiang) Co Ltd | SMH475J-12X11UW | 2024-05-24 | 2024-09-30 | Yes
Sunman (Zhenjiang) Co Ltd | SMH520J-12X12DB | 2024-05-24 | 2024-09-30 | Yes
Sunman (Zhenjiang) Co Ltd | SMH520J-12X12DW | 2024-05-24 | 2024-09-30 | Yes
Sunman (Zhenjiang) Co Ltd | SMH520J-12X12UB | 2024-05-24 | 2025-03-31 | Yes
Sunman (Zhenjiang) Co Ltd | SMH520J-12X12UW | 2024-05-24 | 2025-03-31 | Yes
Sunman (Zhenjiang) Co Ltd | SMH520J-12X12UW (IEC 61215-2021) | 2025-03-26 | 2028-03-26 | Yes
Sunman (Zhenjiang) Co Ltd | SMH625L-12X11DB | 2024-05-24 | 2024-09-30 | Yes
Sunman (Zhenjiang) Co Ltd | SMH625L-12X11DW | 2024-05-24 | 2024-09-30 | Yes
Sunman (Zhenjiang) Co Ltd | SMH625L-12X11UB | 2024-05-24 | 2024-09-30 | Yes
Sunman (Zhenjiang) Co Ltd | SMH625L-12X11UW | 2024-05-24 | 2024-09-30 | Yes
Sunman (Zhenjiang) Company Limited | SMA310M-6X10DW | 2021-01-14 | 2024-01-14 | Yes
Sunman (Zhenjiang) Company Limited | SMA315M-6X10DW | 2021-01-14 | 2024-01-14 | Yes
Sunman (Zhenjiang) Company Limited | SMA370M-6X12DW | 2021-01-14 | 2024-01-14 | Yes
Sunman (Zhenjiang) Company Limited | SMA375M-6X12DW | 2021-01-14 | 2024-01-14 | Yes
Sunman (Zhenjiang) Company Limited | SMA380M-6X12DW | 2021-01-14 | 2024-01-14 | Yes
Sunman (Zhenjiang) Company Limited | SMB355F-6X20DW | 2021-06-22 | 2024-09-30 | Yes
Sunman (Zhenjiang) Company Limited | SMB360F-6X20DW | 2021-12-09 | 2024-09-30 | Yes
Sunman (Zhenjiang) Company Limited | SMB365F-6X20DW | 2021-12-09 | 2024-09-30 | Yes
Sunman (Zhenjiang) Company Limited | SMB430F-6X24DW | 2021-06-22 | 2024-09-30 | Yes
Sunman (Zhenjiang) Company Limited | SMB435F-6X24DW | 2021-12-09 | 2024-09-30 | Yes
Sunman (Zhenjiang) Company Limited | SMB440F-6X24DW | 2021-12-09 | 2024-09-30 | Yes
Sunman (Zhenjiang) Company Limited | SMD185M-4X09DW | 2021-01-14 | 2024-01-14 | Yes
Sunman (Zhenjiang) Company Limited | SMD185M-4X09UW | 2021-01-14 | 2024-01-14 | Yes
Sunman (Zhenjiang) Company Limited | SMD210F-4X18UW | 2021-06-22 | 2024-09-30 | Yes
Sunman (Zhenjiang) Company Limited | SMD245M-4X12DW | 2021-01-14 | 2024-01-14 | Yes
Sunman (Zhenjiang) Company Limited | SMD245M-4X12UW | 2021-01-14 | 2024-01-14 | Yes
Sunman (Zhenjiang) Company Limited | SMD250M-4X12UW | 2021-01-14 | 2024-01-14 | Yes
Sunman (Zhenjiang) Company Limited | SMD285F-4X24UW | 2021-06-22 | 2024-09-30 | Yes
Sunman (Zhenjiang) Company Limited | SMD290F-4X24UW | 2021-06-22 | 2024-09-30 | Yes
Sunman (Zhenjiang) Company Limited | SMD310M-6X10DW | 2021-01-14 | 2024-01-14 | Yes
Sunman (Zhenjiang) Company Limited | SMD310M-6X10UW | 2021-01-14 | 2024-01-14 | Yes
Sunman (Zhenjiang) Company Limited | SMD315M-6X10DW | 2021-01-14 | 2024-01-14 | Yes
Sunman (Zhenjiang) Company Limited | SMD315M-6X10UW | 2021-01-14 | 2024-01-14 | Yes
Sunman (Zhenjiang) Company Limited | SMD355F-6X20DW | 2021-06-22 | 2024-09-30 | Yes
Sunman (Zhenjiang) Company Limited | SMD355F-6X20UW | 2021-06-22 | 2024-09-30 | Yes
Sunman (Zhenjiang) Company Limited | SMD360F-6X20UW | 2021-06-22 | 2024-09-30 | Yes
Sunman (Zhenjiang) Company Limited | SMD370M-6X12DW | 2021-01-14 | 2024-01-14 | Yes
Sunman (Zhenjiang) Company Limited | SMD370M-6X12UW | 2021-01-14 | 2024-01-14 | Yes
Sunman (Zhenjiang) Company Limited | SMD375M-6X12DW | 2021-01-14 | 2024-01-14 | Yes
Sunman (Zhenjiang) Company Limited | SMD375M-6X12UW | 2021-01-14 | 2024-01-14 | Yes
Sunman (Zhenjiang) Company Limited | SMD380M-6X12DW | 2021-01-14 | 2024-01-14 | Yes
Sunman (Zhenjiang) Company Limited | SMD380M-6X12UW | 2021-01-14 | 2024-01-14 | Yes
Sunman (Zhenjiang) Company Limited | SMD430F-6X24DW | 2021-06-22 | 2024-09-30 | Yes
Sunman (Zhenjiang) Company Limited | SMD430F-6X24UW | 2021-06-22 | 2024-09-30 | Yes
Sunman (Zhenjiang) Company Limited | SMD435F-6X24UW | 2021-06-22 | 2024-09-30 | Yes
Sunman (Zhenjiang) Company Limited | SMF135F-12X04UW | 2021-12-09 | 2024-09-30 | Yes
Sunman (Zhenjiang) Company Limited | SMF140F-12X04UW | 2021-12-09 | 2024-09-30 | Yes
Sunman (Zhenjiang) Company Limited | SMF145F-12X04UW | 2021-12-09 | 2024-09-30 | Yes
Sunman (Zhenjiang) Company Limited | SMF210F-4X18UW | 2021-06-22 | 2024-09-30 | Yes
Sunman (Zhenjiang) Company Limited | SMF280F-12X08UW | 2021-12-09 | 2024-09-30 | Yes
Sunman (Zhenjiang) Company Limited | SMF285F-12X08UW | 2021-12-09 | 2024-09-30 | Yes
Sunman (Zhenjiang) Company Limited | SMF285F-4X24UW | 2021-06-22 | 2024-09-30 | Yes
Sunman (Zhenjiang) Company Limited | SMF290F-12X08UW | 2021-12-09 | 2024-09-30 | Yes
Sunman (Zhenjiang) Company Limited | SMF310M-5X12UW | 2021-06-22 | 2024-09-30 | Yes
Sunman (Zhenjiang) Company Limited | SMF320F-12X09UW | 2021-12-09 | 2024-09-30 | Yes
Sunman (Zhenjiang) Company Limited | SMF325F-12X09UW | 2021-12-09 | 2024-09-30 | Yes
Sunman (Zhenjiang) Company Limited | SMF330F-12X09UW | 2021-12-09 | 2024-09-30 | Yes
Sunman (Zhenjiang) Company Limited | SMF355F-6X20DW | 2021-06-22 | 2024-09-30 | Yes
Sunman (Zhenjiang) Company Limited | SMF355F-6X20UW | 2021-06-22 | 2024-09-30 | Yes
Sunman (Zhenjiang) Company Limited | SMF360F-6X20UW | 2021-06-22 | 2024-09-30 | Yes
Sunman (Zhenjiang) Company Limited | SMF430F-12X12DW | 2021-12-09 | 2024-09-30 | Yes
Sunman (Zhenjiang) Company Limited | SMF430F-12X12UW | 2021-12-09 | 2025-03-31 | Yes
Sunman (Zhenjiang) Company Limited | SMF430F-6X24DW | 2021-06-22 | 2024-09-30 | Yes
Sunman (Zhenjiang) Company Limited | SMF430F-6X24UW | 2021-06-22 | 2024-09-30 | Yes
Sunman (Zhenjiang) Company Limited | SMF435F-12X12DW | 2021-12-09 | 2024-09-30 | Yes
Sunman (Zhenjiang) Company Limited | SMF435F-12X12UW | 2021-12-09 | 2024-09-30 | Yes
Sunman (Zhenjiang) Company Limited | SMF435F-6X24UW | 2021-06-22 | 2024-09-30 | Yes
Sunman (Zhenjiang) Company Limited | SMF440F-12X12DW | 2021-12-09 | 2024-09-30 | Yes
Sunman (Zhenjiang) Company Limited | SMF440F-12X12UW | 2021-12-09 | 2024-09-30 | Yes
Sunova Solar Technology Co Ltd | SS-415-54MDH | 2023-10-13 | 2024-09-30 | Yes
Sunova Solar Technology Co Ltd | SS-440-54MDH(T) | 2023-10-13 | 2025-03-31 | Yes
Sunova Solar Technology Co Ltd | SS-445-54MDH(T) | 2023-10-13 | 2024-09-30 | Yes
Sunova Solar Technology Co Ltd | SS-460-60MDH | 2023-10-13 | 2024-09-30 | Yes
Sunova Solar Technology Co Ltd | SS-475-60MDH(T) | 2023-10-13 | 2025-03-31 | Yes
Sunova Solar Technology Co Ltd | SS-505-66MDH | 2023-10-13 | 2024-09-30 | Yes
Sunova Solar Technology Co Ltd | SS-530-66MDH(T) | 2023-10-13 | 2025-03-31 | Yes
Sunova Solar Technology Co Ltd | SS-550-72MDH | 2023-10-13 | 2024-09-30 | Yes
Sunova Solar Technology Co Ltd | SS-555-72MDH | 2023-10-13 | 2024-09-30 | Yes
Sunova Solar Technology Co Ltd | SS-575-72MDH(T) | 2023-10-13 | 2025-03-31 | Yes
Sunova Solar Technology Co Ltd | SS-580-72MDH(T) | 2023-10-13 | 2025-03-31 | Yes
Sunova Solar Technology Co Ltd | SS-590-78MDH | 2023-10-13 | 2024-09-30 | Yes
Sunova Solar Technology Co Ltd | SS-595-78MDH | 2023-10-13 | 2024-09-30 | Yes
Sunova Solar Technology Co Ltd | SS-625-78MDH(T) | 2023-10-13 | 2025-03-31 | Yes
Sunova Solar Technology Co Ltd | SS-630-78MDH(T) | 2023-10-13 | 2025-03-31 | Yes
Sunova Solar Technology Co Ltd | SS-BG440-54MDH(T) | 2023-10-13 | 2025-03-31 | Yes
Sunova Solar Technology Co Ltd | SS-BG475-60MDH(T) | 2023-10-13 | 2025-03-31 | Yes
Sunova Solar Technology Co Ltd | SS-BG525-66MDH(T) | 2023-10-13 | 2025-03-31 | Yes
Sunova Solar Technology Co Ltd | SS-BG530-66MDH(T) | 2023-10-13 | 2025-03-31 | Yes
Sunova Solar Technology Co Ltd | SS-BG550-72MDH | 2023-10-13 | 2024-09-30 | Yes
Sunova Solar Technology Co Ltd | SS-BG575-72MDH(T) | 2023-10-13 | 2025-03-31 | Yes
Sunova Solar Technology Co Ltd | SS-BG580-72MDH(T) | 2023-10-13 | 2025-03-31 | Yes
Sunova Solar Technology Co Ltd | TS-BBT48(440)-G11 (IEC 61215-2021) | 2024-10-08 | 2027-10-10 | Yes
Sunova Solar Technology Co Ltd | TS-BBT48(445)-G11 (IEC 61215-2021) | 2024-10-08 | 2027-10-10 | Yes
Sunova Solar Technology Co Ltd | TS-BBT54(440) (IEC 61215-2021) | 2024-10-08 | 2027-10-10 | Yes
Sunova Solar Technology Co Ltd | TS-BBT66(575)-G13 (IEC 61215-2021) | 2024-10-08 | 2027-10-10 | Yes
Sunova Solar Technology Co Ltd | TS-BBT66(580)-G13 (IEC 61215-2021) | 2024-10-08 | 2027-10-10 | Yes
Sunova Solar Technology Co Ltd | TS-BBT66(585)-G13 (IEC 61215-2021) | 2024-10-08 | 2027-10-10 | Yes
Sunova Solar Technology Co Ltd | TS-BBT72(575) (IEC 61215-2021) | 2024-10-08 | 2027-10-10 | Yes
Sunova Solar Technology Co Ltd | TS-BBT72(580) (IEC 61215-2021) | 2024-10-08 | 2027-10-10 | Yes
Sunova Solar Technology Co Ltd | TS-BBT72(585) (IEC 61215-2021) | 2024-10-08 | 2027-10-10 | Yes
Sunova Solar Technology Co Ltd | TS-BGT(580)-G13 (IEC 61215-2021) | 2024-10-10 | 2027-10-10 | Yes
Sunova Solar Technology Co Ltd | TS-BGT(585)-G13 (IEC 61215-2021) | 2024-10-10 | 2027-10-10 | Yes
Sunova Solar Technology Co Ltd | TS-BGT48(440)-G11 (IEC 61215-2021) | 2024-10-10 | 2027-10-10 | Yes
Sunova Solar Technology Co Ltd | TS-BGT48(445)-G11 (IEC 61215-2021) | 2024-10-10 | 2027-10-10 | Yes
Sunova Solar Technology Co Ltd | TS-BGT54(440) (IEC 61215-2021) | 2024-10-10 | 2027-10-10 | Yes
Sunova Solar Technology Co Ltd | TS-BGT66(575)-G13 (IEC 61215-2021) | 2024-10-10 | 2027-10-10 | Yes
Sunova Solar Technology Co Ltd | TS-BGT72(575) (IEC 61215-2021) | 2024-10-10 | 2027-10-10 | Yes
Sunova Solar Technology Co Ltd | TS-BGT72(580) (IEC 61215-2021) | 2024-10-10 | 2027-10-10 | Yes
Sunova Solar Technology Co Ltd | TS-BGT72(585) (IEC 61215-2021) | 2024-10-10 | 2027-10-10 | Yes
SunPower Corporation | SPR-E20-327 | 2021-12-23 | 2024-02-05 | Yes
SunPower Corporation | SPR-E20-327-COM | 2021-12-23 | 2024-02-05 | Yes
SunPower Corporation | SPR-P19-310 | 2021-12-23 | 2024-02-05 | Yes
SunPower Corporation | SPR-P19-310-BLK | 2021-12-23 | 2024-02-05 | Yes
SunPower Corporation | SPR-P19-315 | 2021-12-23 | 2024-02-05 | Yes
SunPower Corporation | SPR-P19-315-BLK | 2021-12-23 | 2024-02-05 | Yes
SunPower Corporation | SPR-P19-320 | 2021-12-23 | 2024-02-05 | Yes
SunPower Corporation | SPR-P19-320-BLK | 2021-12-23 | 2024-02-05 | Yes
SunPower Corporation | SPR-P19-325 | 2021-12-23 | 2024-02-05 | Yes
SunPower Corporation | SPR-P19-325-BLK | 2021-12-23 | 2024-02-05 | Yes
SunPower Corporation | SPR-P19-330 | 2021-12-23 | 2024-02-05 | Yes
SunPower Corporation | SPR-P19-380-COM | 2021-12-23 | 2024-02-05 | Yes
SunPower Corporation | SPR-P19-385-COM | 2021-12-23 | 2024-02-05 | Yes
SunPower Corporation | SPR-P19-390-COM | 2021-12-23 | 2024-02-05 | Yes
SunPower Corporation | SPR-P19-395-COM | 2021-12-23 | 2024-02-05 | Yes
SunPower Corporation | SPR-P19-400-COM | 2021-12-23 | 2024-02-05 | Yes
SunPower Corporation | SPR-P19-405-COM | 2021-12-23 | 2024-02-05 | Yes
SunPower Corporation | SPR-P3-420-COM | 2020-10-26 | 2024-02-05 | Yes
SunPower Corporation | SPR-P3-420-COM-1500 | 2020-10-26 | 2024-02-05 | Yes
SunPower Corporation | SPR-X21-345 | 2021-12-23 | 2024-02-05 | Yes
SunPower Corporation | SPR-X22-360 | 2021-12-23 | 2024-02-05 | Yes
Suzhou Akcome Optronics Science & Technology Co Ltd | SK6610HDGDC-365 | 2021-12-07 | 2024-09-30 | Yes
Suzhou Akcome Optronics Science & Technology Co Ltd | SK6611HDGDC-390 | 2021-12-07 | 2024-09-30 | Yes
Suzhou Akcome Optronics Science & Technology Co Ltd | SK6611HDGDC-400 | 2021-12-07 | 2024-09-30 | Yes
Suzhou Akcome Optronics Science & Technology Co Ltd | SK6612HDGDC-415 | 2021-12-07 | 2024-09-30 | Yes
Suzhou Akcome Optronics Science & Technology Co Ltd | SK6612HDGDC-440 | 2021-12-07 | 2024-09-30 | Yes
Suzhou Akcome Optronics Science & Technology Co Ltd | SK8610HDGDC-390 | 2021-12-07 | 2024-09-30 | Yes
Suzhou Akcome Optronics Science & Technology Co Ltd | SK8610HDGDC-400 | 2021-12-07 | 2024-09-30 | Yes
Suzhou Akcome Optronics Science & Technology Co Ltd | SK8610HDGDC-405 | 2021-12-07 | 2024-09-30 | Yes
Suzhou Akcome Optronics Science & Technology Co Ltd | SK8610MC-365 | 2021-04-26 | 2024-09-30 | Yes
Suzhou Akcome Optronics Science & Technology Co Ltd | SK8610MC-370 | 2021-04-26 | 2024-09-30 | Yes
Suzhou Akcome Optronics Science & Technology Co Ltd | SK8610MC-375 | 2021-04-26 | 2024-09-30 | Yes
Suzhou Akcome Optronics Science & Technology Co Ltd | SK8610MHVC-365 | 2021-04-26 | 2024-09-30 | Yes
Suzhou Akcome Optronics Science & Technology Co Ltd | SK8610MHVC-370 | 2021-04-26 | 2024-09-30 | Yes
Suzhou Akcome Optronics Science & Technology Co Ltd | SK8610MHVC-375 | 2021-04-26 | 2024-09-30 | Yes
Suzhou Akcome Optronics Science & Technology Co Ltd | SK8611HDGDC-415 | 2021-12-07 | 2024-09-30 | Yes
Suzhou Akcome Optronics Science & Technology Co Ltd | SK8611HDGDC-440 | 2021-12-07 | 2024-09-30 | Yes
Suzhou Akcome Optronics Science & Technology Co Ltd | SK8611HDGDC-445 | 2021-12-07 | 2024-09-30 | Yes
Suzhou Akcome Optronics Science & Technology Co Ltd | SK8611HDGDC-450 | 2021-12-07 | 2024-09-30 | Yes
Suzhou Akcome Optronics Science & Technology Co Ltd | SK8611MC-390 | 2021-04-26 | 2024-09-30 | Yes
Suzhou Akcome Optronics Science & Technology Co Ltd | SK8611MC-400 | 2021-04-26 | 2024-09-30 | Yes
Suzhou Akcome Optronics Science & Technology Co Ltd | SK8611MC-405 | 2021-04-26 | 2024-09-30 | Yes
Suzhou Akcome Optronics Science & Technology Co Ltd | SK8611MC-410 | 2021-04-26 | 2024-09-30 | Yes
Suzhou Akcome Optronics Science & Technology Co Ltd | SK8611MHVC-390 | 2021-04-26 | 2024-09-30 | Yes
Suzhou Akcome Optronics Science & Technology Co Ltd | SK8611MHVC-400 | 2021-04-26 | 2024-09-30 | Yes
Suzhou Akcome Optronics Science & Technology Co Ltd | SK8611MHVC-405 | 2021-04-26 | 2024-09-30 | Yes
Suzhou Akcome Optronics Science & Technology Co Ltd | SK8611MHVC-410 | 2021-04-26 | 2024-09-30 | Yes
Suzhou Akcome Optronics Science & Technology Co Ltd | SK8612HDGDC-475 | 2021-12-07 | 2024-09-30 | Yes
Suzhou Akcome Optronics Science & Technology Co Ltd | SK8612HDGDC-485 | 2021-12-07 | 2024-09-30 | Yes
Suzhou Akcome Optronics Science & Technology Co Ltd | SK8612HDGDC-490 | 2021-12-07 | 2024-09-30 | Yes
Suzhou Akcome Optronics Science & Technology Co Ltd | SK8612MC-440 | 2021-04-26 | 2024-09-30 | Yes
Suzhou Akcome Optronics Science & Technology Co Ltd | SK8612MC-445 | 2021-04-26 | 2024-09-30 | Yes
Suzhou Akcome Optronics Science & Technology Co Ltd | SK8612MC-450 | 2021-04-26 | 2024-09-30 | Yes
Suzhou Akcome Optronics Science & Technology Co Ltd | SK8612MHVC-440 | 2021-04-26 | 2024-09-30 | Yes
Suzhou Akcome Optronics Science & Technology Co Ltd | SK8612MHVC-445 | 2021-04-26 | 2024-09-30 | Yes
Suzhou Akcome Optronics Science & Technology Co Ltd | SK8612MHVC-450 | 2021-04-26 | 2024-09-30 | Yes
Suzhou Akcome Optronics Science & Technology Co Ltd | SK9609MDGDC-415 | 2022-09-19 | 2024-09-30 | Yes
Suzhou Akcome Optronics Science & Technology Co Ltd | SK9609MHVC-415 | 2023-10-11 | 2025-03-31 | Yes
Suzhou Akcome Optronics Science & Technology Co Ltd | SK9609TDGDC-415 | 2023-05-30 | 2024-09-30 | Yes
Suzhou Akcome Optronics Science & Technology Co Ltd | SK9609TDGDC-420 | 2023-05-30 | 2024-09-30 | Yes
Suzhou Akcome Optronics Science & Technology Co Ltd | SK9609TDGDC-425 | 2023-05-30 | 2024-09-30 | Yes
Suzhou Akcome Optronics Science & Technology Co Ltd | SK9609TDGDC-430 | 2023-05-30 | 2024-09-30 | Yes
Suzhou Akcome Optronics Science & Technology Co Ltd | SK9609TDGDC-435 | 2023-05-30 | 2024-09-30 | Yes
Suzhou Akcome Optronics Science & Technology Co Ltd | SK9609TDGDC-440 | 2023-09-15 | 2025-03-31 | Yes
Suzhou Akcome Optronics Science & Technology Co Ltd | SK9610MDGDC-440 | 2022-09-19 | 2024-09-30 | Yes
Suzhou Akcome Optronics Science & Technology Co Ltd | SK9610MHVC-440 | 2023-11-13 | 2024-09-30 | Yes
Suzhou Akcome Optronics Science & Technology Co Ltd | SK9610TDGDC-465 | 2023-05-30 | 2024-09-30 | Yes
Suzhou Akcome Optronics Science & Technology Co Ltd | SK9610TDGDC-470 | 2023-05-30 | 2024-09-30 | Yes
Suzhou Akcome Optronics Science & Technology Co Ltd | SK9610TDGDC-475 | 2023-05-30 | 2024-09-30 | Yes
Suzhou Akcome Optronics Science & Technology Co Ltd | SK9610TDGDC-480 | 2023-05-30 | 2024-09-30 | Yes
Suzhou Akcome Optronics Science & Technology Co Ltd | SK9611MDGDC-500 | 2022-09-19 | 2024-09-30 | Yes
Suzhou Akcome Optronics Science & Technology Co Ltd | SK9611MDGDC-510 | 2022-09-19 | 2024-09-30 | Yes
Suzhou Akcome Optronics Science & Technology Co Ltd | SK9611TDGDC-510 | 2023-05-30 | 2024-09-30 | Yes
Suzhou Akcome Optronics Science & Technology Co Ltd | SK9611TDGDC-515 | 2023-05-30 | 2024-09-30 | Yes
Suzhou Akcome Optronics Science & Technology Co Ltd | SK9611TDGDC-520 | 2023-05-30 | 2024-09-30 | Yes
Suzhou Akcome Optronics Science & Technology Co Ltd | SK9611TDGDC-525 | 2023-05-30 | 2024-09-30 | Yes
Suzhou Akcome Optronics Science & Technology Co Ltd | SK9611TDGDC-530 | 2023-05-30 | 2024-09-30 | Yes
Suzhou Akcome Optronics Science & Technology Co Ltd | SK9612MDGDC-535 | 2021-12-07 | 2024-09-30 | Yes
Suzhou Akcome Optronics Science & Technology Co Ltd | SK9612MDGDC-540 | 2021-12-07 | 2024-09-30 | Yes
Suzhou Akcome Optronics Science & Technology Co Ltd | SK9612MDGDC-555 | 2022-09-19 | 2024-09-30 | Yes
Suzhou Akcome Optronics Science & Technology Co Ltd | SK9612TDGDC-555 | 2023-05-30 | 2024-09-30 | Yes
Suzhou Akcome Optronics Science & Technology Co Ltd | SK9612TDGDC-560 | 2023-05-30 | 2024-09-30 | Yes
Suzhou Akcome Optronics Science & Technology Co Ltd | SK9612TDGDC-565 | 2023-05-30 | 2024-09-30 | Yes
Suzhou Akcome Optronics Science & Technology Co Ltd | SK9612TDGDC-570 | 2023-05-30 | 2024-09-30 | Yes
Suzhou Akcome Optronics Science & Technology Co Ltd | SK9612TDGDC-575 | 2023-05-30 | 2024-09-30 | Yes
Suzhou Akcome Optronics Science & Technology Co Ltd | SK9612TDGDC-580 | 2023-05-30 | 2024-09-30 | Yes
Suzhou Akcome Optronics Science & Technology Co Ltd | SKA508HDGDC-390 | 2022-09-19 | 2024-09-30 | Yes
Suzhou Akcome Optronics Science & Technology Co Ltd | SKA508HDGDC-400 | 2023-09-15 | 2024-09-30 | Yes
Suzhou Akcome Optronics Science & Technology Co Ltd | SKA508HDGDC-410 | 2023-09-15 | 2024-09-30 | Yes
Suzhou Akcome Optronics Science & Technology Co Ltd | SKA508HDGDC-415 | 2022-09-19 | 2024-09-30 | Yes
Suzhou Akcome Optronics Science & Technology Co Ltd | SKA508HDGDC-420 | 2023-06-26 | 2024-09-30 | Yes
Suzhou Akcome Optronics Science & Technology Co Ltd | SKA508HDGDC-425 | 2022-09-19 | 2024-09-30 | Yes
Suzhou Akcome Optronics Science & Technology Co Ltd | SKA508MHVC-415 | 2023-11-13 | 2024-09-30 | Yes
Suzhou Akcome Optronics Science & Technology Co Ltd | SKA509HDGDC-440 | 2023-06-26 | 2024-09-30 | Yes
Suzhou Akcome Optronics Science & Technology Co Ltd | SKA509HDGDC-445 | 2023-09-15 | 2024-09-30 | Yes
Suzhou Akcome Optronics Science & Technology Co Ltd | SKA509HDGDC-465 | 2023-09-15 | 2024-09-30 | Yes
Suzhou Akcome Optronics Science & Technology Co Ltd | SKA509HDGDC-470 | 2023-09-15 | 2024-09-30 | Yes
Suzhou Akcome Optronics Science & Technology Co Ltd | SKA509HDGDC-475 | 2023-06-26 | 2024-09-30 | Yes
Suzhou Akcome Optronics Science & Technology Co Ltd | SKA510HDGDC-500 | 2022-09-19 | 2024-09-30 | Yes
Suzhou Akcome Optronics Science & Technology Co Ltd | SKA510HDGDC-510 | 2022-09-19 | 2024-09-30 | Yes
Suzhou Akcome Optronics Science & Technology Co Ltd | SKA510HDGDC-515 | 2023-09-15 | 2024-09-30 | Yes
Suzhou Akcome Optronics Science & Technology Co Ltd | SKA510HDGDC-520 | 2023-09-15 | 2024-09-30 | Yes
Suzhou Akcome Optronics Science & Technology Co Ltd | SKA510HDGDC-525 | 2023-06-26 | 2024-09-30 | Yes
Suzhou Akcome Optronics Science & Technology Co Ltd | SKA510HDGDC-530 | 2022-09-19 | 2024-09-30 | Yes
Suzhou Akcome Optronics Science & Technology Co Ltd | SKA510MHVC-500 | 2023-11-13 | 2024-09-30 | Yes
Suzhou Akcome Optronics Science & Technology Co Ltd | SKA511HDGDC-540 | 2023-09-15 | 2024-09-30 | Yes
Suzhou Akcome Optronics Science & Technology Co Ltd | SKA511HDGDC-545 | 2023-06-26 | 2024-09-30 | Yes
Suzhou Akcome Optronics Science & Technology Co Ltd | SKA511HDGDC-550 | 2023-06-26 | 2024-09-30 | Yes
Suzhou Akcome Optronics Science & Technology Co Ltd | SKA511HDGDC-555 | 2022-09-19 | 2024-09-30 | Yes
Suzhou Akcome Optronics Science & Technology Co Ltd | SKA511HDGDC-560 | 2023-09-15 | 2024-09-30 | Yes
Suzhou Akcome Optronics Science & Technology Co Ltd | SKA511HDGDC-565 | 2023-06-26 | 2024-09-30 | Yes
Suzhou Akcome Optronics Science & Technology Co Ltd | SKA511HDGDC-570 | 2023-09-15 | 2024-09-30 | Yes
Suzhou Akcome Optronics Science & Technology Co Ltd | SKA511HDGDC-575 | 2023-06-26 | 2024-09-30 | Yes
Suzhou Akcome Optronics Science & Technology Co Ltd | SKA511HDGDC-580 | 2022-09-19 | 2024-09-30 | Yes
Suzhou Akcome Optronics Science & Technology Co Ltd | SKA511MDGDC-540 | 2021-12-07 | 2024-09-30 | Yes
Suzhou Akcome Optronics Science & Technology Co Ltd | SKA511MDGDC-545 | 2023-09-15 | 2024-09-30 | Yes
Suzhou Akcome Optronics Science & Technology Co Ltd | SKA511MDGDC-550 | 2021-12-07 | 2024-09-30 | Yes
Suzhou Akcome Optronics Science & Technology Co Ltd | SKA511MDGDC-555 | 2021-12-07 | 2024-09-30 | Yes
Suzhou Akcome Optronics Science & Technology Co Ltd | SKA511MDGDC-560 | 2023-09-15 | 2024-09-30 | Yes
Suzhou Akcome Optronics Science & Technology Co Ltd | SKA511MHVC-540 | 2023-11-13 | 2024-09-30 | Yes
Suzhou Akcome Optronics Science & Technology Co Ltd | SKA511MHVC-545 | 2023-11-13 | 2024-09-30 | Yes
Suzhou Akcome Optronics Science & Technology Co Ltd | SKA511MHVC-550 | 2023-11-13 | 2024-09-30 | Yes
Suzhou Akcome Optronics Science & Technology Co Ltd | SKA511MHVC-555 | 2023-11-13 | 2024-09-30 | Yes
Suzhou Akcome Optronics Science & Technology Co Ltd | SKA610HDGDC-585 | 2023-06-26 | 2024-09-30 | Yes
Suzhou Akcome Optronics Science & Technology Co Ltd | SKA610HDGDC-600 | 2023-06-26 | 2024-09-30 | Yes
Suzhou Akcome Optronics Science & Technology Co Ltd | SKA610HDGDC-610 | 2023-09-15 | 2024-09-30 | Yes
Suzhou Akcome Optronics Science & Technology Co Ltd | SKA610HDGDC-615 | 2023-06-26 | 2024-09-30 | Yes
Suzhou Akcome Optronics Science & Technology Co Ltd | SKA610HDGDC-620 | 2023-06-26 | 2024-09-30 | Yes
Suzhou Akcome Optronics Science & Technology Co Ltd | SKA610HDGDC-625 | 2023-09-15 | 2024-09-30 | Yes
Suzhou Akcome Optronics Science & Technology Co Ltd | SKA610HDGDC-630 | 2023-09-15 | 2024-09-30 | Yes
Suzhou Akcome Optronics Science & Technology Co Ltd | SKA610HDGDC-635 | 2023-06-26 | 2024-09-30 | Yes
Suzhou Akcome Optronics Science & Technology Co Ltd | SKA610MHVC-585 | 2023-11-13 | 2024-09-30 | Yes
Suzhou Akcome Optronics Science & Technology Co Ltd | SKA610MHVC-590 | 2023-11-13 | 2024-09-30 | Yes
Suzhou Akcome Optronics Science & Technology Co Ltd | SKA610MHVC-595 | 2023-11-13 | 2024-09-30 | Yes
Suzhou Akcome Optronics Science & Technology Co Ltd | SKA610MHVC-600 | 2023-11-13 | 2024-09-30 | Yes
Suzhou Akcome Optronics Science & Technology Co Ltd | SKA610MHVC-605 | 2023-11-13 | 2024-09-30 | Yes
Suzhou Akcome Optronics Science & Technology Co Ltd | SKA610MHVC-610 | 2023-11-13 | 2024-09-30 | Yes
Suzhou Akcome Optronics Science & Technology Co Ltd | SKA611HDGDC-645 | 2023-09-15 | 2024-09-30 | Yes
Suzhou Akcome Optronics Science & Technology Co Ltd | SKA611HDGDC-650 | 2023-09-15 | 2024-09-30 | Yes
Suzhou Akcome Optronics Science & Technology Co Ltd | SKA611HDGDC-655 | 2022-09-19 | 2024-09-30 | Yes
Suzhou Akcome Optronics Science & Technology Co Ltd | SKA611HDGDC-660 | 2022-09-19 | 2024-09-30 | Yes
Suzhou Akcome Optronics Science & Technology Co Ltd | SKA611HDGDC-665 | 2023-06-26 | 2024-09-30 | Yes
Suzhou Akcome Optronics Science & Technology Co Ltd | SKA611HDGDC-670 | 2023-06-26 | 2024-09-30 | Yes
Suzhou Akcome Optronics Science & Technology Co Ltd | SKA611HDGDC-675 | 2023-06-26 | 2024-09-30 | Yes
Suzhou Akcome Optronics Science & Technology Co Ltd | SKA611HDGDC-680 | 2023-06-26 | 2024-09-30 | Yes
Suzhou Akcome Optronics Science & Technology Co Ltd | SKA611HDGDC-685 | 2023-06-26 | 2024-09-30 | Yes
Suzhou Akcome Optronics Science & Technology Co Ltd | SKA611HDGDC-690 | 2023-06-26 | 2024-09-30 | Yes
Suzhou Akcome Optronics Science & Technology Co Ltd | SKA611HDGDC-695 | 2023-06-26 | 2024-09-30 | Yes
Suzhou Akcome Optronics Science & Technology Co Ltd | SKA611HDGDC-700 | 2022-09-19 | 2024-09-30 | Yes
Suzhou Akcome Optronics Science & Technology Co Ltd | SKA611MDGDC-650 | 2023-09-15 | 2024-09-30 | Yes
Suzhou Akcome Optronics Science & Technology Co Ltd | SKA611MDGDC-655 | 2022-09-19 | 2024-09-30 | Yes
Suzhou Akcome Optronics Science & Technology Co Ltd | SKA611MDGDC-660 | 2022-09-19 | 2024-09-30 | Yes
Suzhou Akcome Optronics Science & Technology Co Ltd | SKA611MDGDC-665 | 2022-09-19 | 2024-09-30 | Yes
Suzhou Akcome Optronics Science & Technology Co Ltd | SKA611MDGDC-670 | 2022-09-19 | 2024-09-30 | Yes
Suzhou Akcome Optronics Science & Technology Co Ltd | SKA611MDGDC-675 | 2023-09-15 | 2024-09-30 | Yes
Suzhou Akcome Optronics Science & Technology Co Ltd | SKA611MHVC-645 | 2023-11-13 | 2024-09-30 | Yes
Suzhou Akcome Optronics Science & Technology Co Ltd | SKA611MHVC-650 | 2023-11-13 | 2024-09-30 | Yes
Suzhou Akcome Optronics Science & Technology Co Ltd | SKA611MHVC-655 | 2023-11-13 | 2024-09-30 | Yes
Suzhou Akcome Optronics Science & Technology Co Ltd | SKA611MHVC-660 | 2023-11-13 | 2024-09-30 | Yes
Suzhou Akcome Optronics Science & Technology Co Ltd | SKA611MHVC-665 | 2023-11-13 | 2024-09-30 | Yes
Suzhou Akcome Optronics Science & Technology Co Ltd | SKA611MHVC-670 | 2023-11-13 | 2024-09-30 | Yes
Suzhou Talesun Solar Technologies Co Ltd | TM3G48M-440 (IEC 61215-2021) | 2025-05-01 | 2028-05-01 | Yes
Suzhou Talesun Solar Technologies Co Ltd | TM3G48M-445 (IEC 61215-2021) | 2025-05-01 | 2028-05-01 | Yes
Suzhou Talesun Solar Technologies Co Ltd | TM3G48M-450 (IEC 61215-2021) | 2025-05-01 | 2028-05-01 | Yes
Suzhou Talesun Solar Technologies Co Ltd | TM3G66M-610 (IEC 61215-2021) | 2025-05-01 | 2028-05-01 | Yes
Suzhou Talesun Solar Technologies Co Ltd | TM3G66M-615 (IEC 61215-2021) | 2025-05-01 | 2028-05-01 | Yes
Suzhou Talesun Solar Technologies Co Ltd | TM3G66M-620 (IEC 61215-2021) | 2025-05-01 | 2028-05-01 | Yes
Suzhou Talesun Solar Technologies Co Ltd | TM3G66M-625 (IEC 61215-2021) | 2025-05-01 | 2028-05-01 | Yes
Suzhou Talesun Solar Technologies Co Ltd | TM7G54M-440 (IEC 61215-2021) | 2025-05-01 | 2028-05-01 | Yes
Suzhou Talesun Solar Technologies Co Ltd | TM7G54M-445 (IEC 61215-2021) | 2025-05-01 | 2028-05-01 | Yes
Suzhou Talesun Solar Technologies Co Ltd | TM7G54M-450 (IEC 61215-2021) | 2025-05-01 | 2028-05-01 | Yes
Suzhou Talesun Solar Technologies Co Ltd | TM7G72M-585 (IEC 61215-2021) | 2025-05-01 | 2028-05-01 | Yes
Suzhou Talesun Solar Technologies Co Ltd | TM7G72M-590 (IEC 61215-2021) | 2025-05-01 | 2028-05-01 | Yes
Suzhou Talesun Solar Technologies Co Ltd | TM7G72M-595 (IEC 61215-2021) | 2025-05-01 | 2028-05-01 | Yes
Suzhou Talesun Solar Technologies Co Ltd | TM7G72M-600 (IEC 61215-2021) | 2025-05-01 | 2028-05-01 | Yes
Suzhou Talesun Solar Technologies Co Ltd | TM7G78M-640 (IEC 61215-2021) | 2025-05-01 | 2028-05-01 | Yes
Suzhou Talesun Solar Technologies Co Ltd | TM7G78M-645 (IEC 61215-2021) | 2025-05-01 | 2028-05-01 | Yes
Suzhou Talesun Solar Technologies Co Ltd | TM7G78M-650 (IEC 61215-2021) | 2025-05-01 | 2028-05-01 | Yes
Suzhou Talesun Solar Technologies Co Ltd | TM8G66M-700 (IEC 61215-2021) | 2025-05-01 | 2028-05-01 | Yes
Suzhou Talesun Solar Technologies Co Ltd | TM8G66M-705 (IEC 61215-2021) | 2025-05-01 | 2028-05-01 | Yes
Suzhou Talesun Solar Technologies Co Ltd | TM8G66M-710 (IEC 61215-2021) | 2025-05-01 | 2028-05-01 | Yes
Suzhou Talesun Solar Technologies Co Ltd | TP6L60M(H)-375 | 2022-03-08 | 2024-09-30 | Yes
Suzhou Talesun Solar Technologies Co Ltd | TP6L60M(H)-380 | 2022-03-08 | 2024-09-30 | Yes
Suzhou Talesun Solar Technologies Co Ltd | TP6L60M-375 | 2022-03-08 | 2024-09-30 | Yes
Suzhou Talesun Solar Technologies Co Ltd | TP6L60M-380 | 2022-03-08 | 2024-09-30 | Yes
Suzhou Talesun Solar Technologies Co Ltd | TP7F54M(H)-395 | 2022-03-08 | 2024-09-30 | Yes
Suzhou Talesun Solar Technologies Co Ltd | TP7F54M(H)-400 | 2022-03-08 | 2024-09-30 | Yes
Suzhou Talesun Solar Technologies Co Ltd | TP7F54M(H)-405 | 2022-03-08 | 2024-09-30 | Yes
Suzhou Talesun Solar Technologies Co Ltd | TP7F54M(H)-410 | 2022-03-08 | 2024-09-30 | Yes
Suzhou Talesun Solar Technologies Co Ltd | TP7F54M-395 | 2022-03-08 | 2024-09-30 | Yes
Suzhou Talesun Solar Technologies Co Ltd | TP7F54M-400 | 2022-03-08 | 2024-09-30 | Yes
Suzhou Talesun Solar Technologies Co Ltd | TP7F54M-405 | 2022-03-08 | 2024-09-30 | Yes
Suzhou Talesun Solar Technologies Co Ltd | TP7F54M-410 | 2022-03-08 | 2024-09-30 | Yes
Suzhou Talesun Solar Technologies Co Ltd | TP7F60M(H)-445 | 2022-03-08 | 2024-09-30 | Yes
Suzhou Talesun Solar Technologies Co Ltd | TP7F60M(H)-450 | 2022-03-08 | 2024-09-30 | Yes
Suzhou Talesun Solar Technologies Co Ltd | TP7F60M(H)-455 | 2022-03-08 | 2024-09-30 | Yes
Suzhou Talesun Solar Technologies Co Ltd | TP7F60M(H)-460 | 2022-03-08 | 2024-09-30 | Yes
Suzhou Talesun Solar Technologies Co Ltd | TP7F60M-445 | 2022-03-08 | 2024-09-30 | Yes
Suzhou Talesun Solar Technologies Co Ltd | TP7F60M-450 | 2022-03-08 | 2024-09-30 | Yes
Suzhou Talesun Solar Technologies Co Ltd | TP7F60M-455 | 2022-03-08 | 2024-09-30 | Yes
Suzhou Talesun Solar Technologies Co Ltd | TP7F60M-460 | 2022-03-08 | 2024-09-30 | Yes
Tangshan Haitai New Energy Technology Co Ltd | HTM360MH3-60 | 2021-02-25 | 2024-02-25 | Yes
Tangshan Haitai New Energy Technology Co Ltd | HTM360MH3-60 (1500) | 2021-02-25 | 2024-02-25 | Yes
Tangshan Haitai New Energy Technology Co Ltd | HTM365MH3-60 | 2021-02-25 | 2024-02-25 | Yes
Tangshan Haitai New Energy Technology Co Ltd | HTM365MH3-60 (1500) | 2021-02-25 | 2024-02-25 | Yes
Tangshan Haitai New Energy Technology Co Ltd | HTM370MH3-60 | 2021-02-25 | 2024-02-25 | Yes
Tangshan Haitai New Energy Technology Co Ltd | HTM370MH3-60 (1500) | 2021-02-25 | 2024-02-25 | Yes
Tangshan Haitai New Energy Technology Co Ltd | HTM375MH3-60 | 2021-02-25 | 2024-02-25 | Yes
Tangshan Haitai New Energy Technology Co Ltd | HTM375MH3-60 (1500) | 2021-02-25 | 2024-02-25 | Yes
Tangshan Haitai New Energy Technology Co Ltd | HTM380MH3-60 | 2021-02-25 | 2024-02-25 | Yes
Tangshan Haitai New Energy Technology Co Ltd | HTM380MH3-60 (1500) | 2021-02-25 | 2024-02-25 | Yes
Tangshan Haitai New Energy Technology Co Ltd | HTM405MH5-54 | 2022-05-31 | 2024-09-30 | Yes
Tangshan Haitai New Energy Technology Co Ltd | HTM405MH5-54(1500) | 2022-05-31 | 2024-09-30 | Yes
Tangshan Haitai New Energy Technology Co Ltd | HTM410MH5-54 | 2022-05-31 | 2024-09-30 | Yes
Tangshan Haitai New Energy Technology Co Ltd | HTM410MH5-54(1500) | 2022-05-31 | 2024-09-30 | Yes
Tangshan Haitai New Energy Technology Co Ltd | HTM415MH5-54 | 2022-05-31 | 2024-09-30 | Yes
Tangshan Haitai New Energy Technology Co Ltd | HTM415MH5-54(1500) | 2022-05-31 | 2024-09-30 | Yes
Tangshan Haitai New Energy Technology Co Ltd | HTM435MH3-72 | 2021-02-25 | 2024-02-25 | Yes
Tangshan Haitai New Energy Technology Co Ltd | HTM435MH3-72 (1500) | 2021-02-25 | 2024-02-25 | Yes
Tangshan Haitai New Energy Technology Co Ltd | HTM440MH3-72 | 2021-02-25 | 2024-02-25 | Yes
Tangshan Haitai New Energy Technology Co Ltd | HTM440MH3-72 (1500) | 2021-02-25 | 2024-02-25 | Yes
Tangshan Haitai New Energy Technology Co Ltd | HTM445MH3-72 | 2021-02-25 | 2024-02-25 | Yes
Tangshan Haitai New Energy Technology Co Ltd | HTM445MH3-72 (1500) | 2021-02-25 | 2024-02-25 | Yes
Tangshan Haitai New Energy Technology Co Ltd | HTM450MH3-72 | 2021-02-25 | 2024-02-25 | Yes
Tangshan Haitai New Energy Technology Co Ltd | HTM450MH3-72 (1500) | 2021-02-25 | 2024-02-25 | Yes
Tangshan Haitai New Energy Technology Co Ltd | HTM455MH3-72 | 2021-02-25 | 2024-02-25 | Yes
Tangshan Haitai New Energy Technology Co Ltd | HTM455MH3-72 (1500) | 2021-02-25 | 2024-02-25 | Yes
Tangshan Haitai New Energy Technology Co Ltd | HTM460MH3-72 | 2022-05-31 | 2024-09-30 | Yes
Tangshan Haitai New Energy Technology Co Ltd | HTM460MH3-72(1500) | 2022-05-31 | 2024-09-30 | Yes
Tangshan Haitai New Energy Technology Co Ltd | HTM540MH5-72(1500) | 2022-05-31 | 2024-09-30 | Yes
Tangshan Haitai New Energy Technology Co Ltd | HTM545MH5-72(1500) | 2022-05-31 | 2024-09-30 | Yes
Tangshan Haitai New Energy Technology Co Ltd | HTM550MH5-72(1500) | 2022-05-31 | 2024-09-30 | Yes
Tangshan Haitai New Energy Technology Co Ltd | HTM555MH5-72(1500) | 2022-05-31 | 2024-09-30 | Yes
Tangshan Haitai New Energy Technology Co Ltd | HTM600MH8-60 | 2022-05-31 | 2024-09-30 | Yes
Tangshan Haitai New Energy Technology Co Ltd | HTM600MH8-60(1500) | 2022-05-31 | 2024-09-30 | Yes
Tangshan Haitai New Energy Technology Co Ltd | HTM605MH8-60 | 2022-05-31 | 2024-09-30 | Yes
Tangshan Haitai New Energy Technology Co Ltd | HTM605MH8-60(1500) | 2022-05-31 | 2024-09-30 | Yes
Tangshan Haitai New Energy Technology Co Ltd | HTM660MH8-66(1500) | 2022-05-31 | 2024-09-30 | Yes
Tangshan Haitai New Energy Technology Co Ltd | HTM665MH8-66(1500) | 2022-05-31 | 2024-09-30 | Yes
Tangshan Haitai New Energy Technology Co Ltd | HTM670MH8-66 | 2022-05-31 | 2024-09-30 | Yes
Tangshan Haitai New Energy Technology Co Ltd | HTM670MH8-66(1500) | 2022-05-31 | 2024-09-30 | Yes
Taoistic Solar Technology (changzhou) Co Ltd | TS-M10/108H-410W | 2023-04-12 | 2024-09-30 | Yes
Taoistic Solar Technology (changzhou) Co Ltd | TS-M10/120H-460W | 2023-04-12 | 2024-09-30 | Yes
Taoistic Solar Technology (changzhou) Co Ltd | TS-M10/144G-545W | 2023-04-12 | 2024-09-30 | Yes
Taoistic Solar Technology (changzhou) Co Ltd | TS-M10/144G-550W | 2023-04-12 | 2024-09-30 | Yes
Taoistic Solar Technology (changzhou) Co Ltd | TS-M10/144H-545W | 2023-04-12 | 2024-09-30 | Yes
Taoistic Solar Technology (changzhou) Co Ltd | TS-M10/144H-550W | 2023-04-12 | 2024-09-30 | Yes
Taoistic Solar Technology (changzhou) Co Ltd | TS-M12/100H-500W | 2023-04-12 | 2024-09-30 | Yes
Taoistic Solar Technology (changzhou) Co Ltd | TS-M12/110H-545W | 2023-04-12 | 2024-09-30 | Yes
Taoistic Solar Technology (changzhou) Co Ltd | TS-M12/110H-550W | 2023-04-12 | 2024-09-30 | Yes
Taoistic Solar Technology (changzhou) Co Ltd | TS-M12/120G-595W | 2023-04-12 | 2024-09-30 | Yes
Taoistic Solar Technology (changzhou) Co Ltd | TS-M12/120G-600W | 2023-04-12 | 2024-09-30 | Yes
Taoistic Solar Technology (changzhou) Co Ltd | TS-M12/120H-595W | 2023-04-12 | 2024-09-30 | Yes
Taoistic Solar Technology (changzhou) Co Ltd | TS-M12/120H-600W | 2023-04-12 | 2024-09-30 | Yes
Taoistic Solar Technology (changzhou) Co Ltd | TS-M12/120H-610W | 2023-04-12 | 2024-09-30 | Yes
Taoistic Solar Technology (changzhou) Co Ltd | TS-M12/132G-655W | 2023-04-12 | 2024-09-30 | Yes
Taoistic Solar Technology (changzhou) Co Ltd | TS-M12/132G-670W | 2023-04-12 | 2024-09-30 | Yes
Taoistic Solar Technology (changzhou) Co Ltd | TS-M12/132H-655W | 2023-04-12 | 2024-09-30 | Yes
Taoistic Solar Technology (changzhou) Co Ltd | TS-M12/132H-670W | 2023-04-12 | 2024-09-30 | Yes
Taoistic Solar Technology (changzhou) Co Ltd | TS-M12/132H-675W | 2023-04-12 | 2024-09-30 | Yes
Taoistic Solar Technology (changzhou) Co Ltd | TS-M12/80H-400W | 2023-04-12 | 2024-09-30 | Yes
Tempo (Aust) Pty Ltd | AKE-380B-PV-MHL (IEC 61215-2021) | 2023-04-05 | 2026-04-05 | Yes
Tempo (Aust) Pty Ltd | AKE-410B-PV-MHO (IEC 61215-2021) | 2023-04-05 | 2026-04-05 | Yes
Tempo (Aust) Pty Ltd | AKE440B-54M-H8N (IEC 61215-2021) | 2025-02-03 | 2028-02-03 | Yes
Tempo (Aust) Pty Ltd | AKE445B-54M-H8N (IEC 61215-2021) | 2025-02-03 | 2028-02-03 | Yes
Tempo (Aust) Pty Ltd | AKE450B-54M-H8N (IEC 61215-2021) | 2025-02-03 | 2028-02-03 | Yes
Tempo (Aust) Pty Ltd | AKE-450B-PV-MHO (IEC 61215-2021) | 2023-04-05 | 2026-04-05 | Yes
Tempo (Aust) Pty Ltd | AKE485B-60M-H8N (IEC 61215-2021) | 2025-02-03 | 2028-02-03 | Yes
Tempo (Aust) Pty Ltd | AKE490B-60M-H8N (IEC 61215-2021) | 2025-02-03 | 2028-02-03 | Yes
Tempo (Aust) Pty Ltd | AKE495B-60M-H8N (IEC 61215-2021) | 2025-02-03 | 2028-02-03 | Yes
Tempo (Aust) Pty Ltd | AKE-540B-PV-MHO (IEC 61215-2021) | 2023-04-05 | 2026-04-05 | Yes
Tempo (Aust) Pty Ltd | AKE585B-72M-H8N (IEC 61215-2021) | 2025-02-03 | 2028-02-03 | Yes
Tempo (Aust) Pty Ltd | AKE-660B-PV-MHG (IEC 61215-2021) | 2023-04-05 | 2026-04-05 | Yes
Tempo (Aust) Pty Ltd | AKE-PV380B-60M-H6 | 2022-12-16 | 2025-03-31 | Yes
Tempo (Aust) Pty Ltd | AKE-PV410B-54M-H8 | 2022-12-16 | 2024-09-30 | Yes
Tempo (Aust) Pty Ltd | AKE-PV450B-72M-H6 | 2022-12-16 | 2024-09-30 | Yes
Tempo (Aust) Pty Ltd | AKE-PV540B-72M-H8 | 2022-12-16 | 2024-09-30 | Yes
Tempo (Aust) Pty Ltd | AKE-PV660B-66M-H12 | 2022-12-16 | 2024-09-30 | Yes
Tempo (Aust) Pty Ltd | AS-380B-PV-MHL (IEC 61215-2021) | 2023-04-05 | 2026-04-05 | Yes
Tempo (Aust) Pty Ltd | AS-380S-PV-MHL (IEC 61215-2021) | 2023-04-05 | 2026-04-05 | Yes
Tempo (Aust) Pty Ltd | AS-410B-PV-MHO (IEC 61215-2021) | 2023-04-05 | 2026-04-05 | Yes
Tempo (Aust) Pty Ltd | AS-410S-PV-MHO (IEC 61215-2021) | 2023-04-05 | 2026-04-05 | Yes
Tempo (Aust) Pty Ltd | AS440B-54M-H8N (IEC 61215-2021) | 2025-02-03 | 2028-02-03 | Yes
Tempo (Aust) Pty Ltd | AS445B-54M-H8N (IEC 61215-2021) | 2025-02-03 | 2028-02-03 | Yes
Tempo (Aust) Pty Ltd | AS450B-54M-H8N (IEC 61215-2021) | 2025-02-03 | 2028-02-03 | Yes
Tempo (Aust) Pty Ltd | AS-450B-PV-MHO (IEC 61215-2021) | 2023-04-05 | 2026-04-05 | Yes
Tempo (Aust) Pty Ltd | AS-450S-PV-MHO (IEC 61215-2021) | 2023-04-05 | 2026-04-05 | Yes
Tempo (Aust) Pty Ltd | AS485B-60M-H8N (IEC 61215-2021) | 2025-02-03 | 2028-02-03 | Yes
Tempo (Aust) Pty Ltd | AS490B-60M-H8N (IEC 61215-2021) | 2025-02-03 | 2028-02-03 | Yes
Tempo (Aust) Pty Ltd | AS495B-60M-H8N (IEC 61215-2021) | 2025-02-03 | 2028-02-03 | Yes
Tempo (Aust) Pty Ltd | AS585B-72M-H8N (IEC 61215-2021) | 2025-02-03 | 2028-02-03 | Yes
Tempo (Aust) Pty Ltd | AS-PV380B-60M-H6 | 2022-12-16 | 2025-03-31 | Yes
Tempo (Aust) Pty Ltd | AS-PV380S-60M-H6 | 2022-12-16 | 2024-09-30 | Yes
Tempo (Aust) Pty Ltd | AS-PV410B-54M-H8 | 2022-12-16 | 2024-09-30 | Yes
Tempo (Aust) Pty Ltd | AS-PV410S-54M-H8 | 2022-12-16 | 2024-09-30 | Yes
Tempo (Aust) Pty Ltd | AS-PV450B-72M-H6 | 2022-12-16 | 2024-09-30 | Yes
Tempo (Aust) Pty Ltd | AS-PV450S-72M-H6 | 2022-12-16 | 2024-09-30 | Yes
Tempo (Aust) Pty Ltd | SP-380B-PV-MHL (IEC 61215-2021) | 2023-04-05 | 2026-04-05 | Yes
Tempo (Aust) Pty Ltd | SP-380S-PV-MHL (IEC 61215-2021) | 2023-04-05 | 2026-04-05 | Yes
Tempo (Aust) Pty Ltd | SP-410B-PV-MHO (IEC 61215-2021) | 2023-04-05 | 2026-04-05 | Yes
Tempo (Aust) Pty Ltd | SP-410S-PV-MHO (IEC 61215-2021) | 2023-04-05 | 2026-04-05 | Yes
Tempo (Aust) Pty Ltd | SP440B-54M-H8N (IEC 61215-2021) | 2025-02-03 | 2028-02-03 | Yes
Tempo (Aust) Pty Ltd | SP445B-54M-H8N (IEC 61215-2021) | 2025-02-03 | 2028-02-03 | Yes
Tempo (Aust) Pty Ltd | SP450B-54M-H8N (IEC 61215-2021) | 2025-02-03 | 2028-02-03 | Yes
Tempo (Aust) Pty Ltd | SP-450B-PV-MHO (IEC 61215-2021) | 2023-04-05 | 2026-04-05 | Yes
Tempo (Aust) Pty Ltd | SP-450S-PV-MHO (IEC 61215-2021) | 2023-04-05 | 2026-04-05 | Yes
Tempo (Aust) Pty Ltd | SP485B-60M-H8N (IEC 61215-2021) | 2025-02-03 | 2028-02-03 | Yes
Tempo (Aust) Pty Ltd | SP490B-60M-H8N (IEC 61215-2021) | 2025-02-03 | 2028-02-03 | Yes
Tempo (Aust) Pty Ltd | SP-540B-PV-MHO (IEC 61215-2021) | 2023-04-05 | 2026-04-05 | Yes
Tempo (Aust) Pty Ltd | SP-540S-PV-MHO (IEC 61215-2021) | 2023-04-05 | 2026-04-05 | Yes
Tempo (Aust) Pty Ltd | SP585B-72M-H8N (IEC 61215-2021) | 2025-02-03 | 2028-02-03 | Yes
Tempo (Aust) Pty Ltd | SP-660S-PV-MHG (IEC 61215-2021) | 2023-04-05 | 2026-04-05 | Yes
Tempo (Aust) Pty Ltd | SP-PV380B-60M-H6 | 2022-12-16 | 2024-09-30 | Yes
Tempo (Aust) Pty Ltd | SP-PV380S-60M-H6 | 2022-12-16 | 2024-09-30 | Yes
Tempo (Aust) Pty Ltd | SP-PV410B-54M-H8 | 2022-12-16 | 2024-09-30 | Yes
Tempo (Aust) Pty Ltd | SP-PV410S-54M-H8 | 2022-12-16 | 2024-09-30 | Yes
Tempo (Aust) Pty Ltd | SP-PV450B-72M-H6 | 2022-12-16 | 2024-09-30 | Yes
Tempo (Aust) Pty Ltd | SP-PV450S-72M-H6 | 2022-12-16 | 2024-09-30 | Yes
Tempo (Aust) Pty Ltd | SP-PV540B-72M-H8 | 2022-12-16 | 2024-09-30 | Yes
Tempo (Aust) Pty Ltd | SP-PV540S-72M-H8 | 2022-12-16 | 2024-09-30 | Yes
Tempo (Aust) Pty Ltd | SP-PV660S-66M-H12 | 2022-12-16 | 2024-09-30 | Yes
The Solaria Corporation | PowerXT-400R-PM | 2021-05-19 | 2024-09-30 | Yes
Tindo Operations Co Pty Ltd | Karra-295P | 2021-02-10 | 2024-02-10 | Yes
Tindo Operations Co Pty Ltd | Karra-300P | 2021-02-10 | 2024-02-10 | Yes
Tindo Operations Co Pty Ltd | Karra-305P | 2021-02-10 | 2024-02-10 | Yes
Tindo Operations Co Pty Ltd | Karra-320P | 2021-02-10 | 2024-02-10 | Yes
Tindo Operations Co Pty Ltd | Karra-325P | 2021-02-10 | 2024-02-10 | Yes
Tindo Operations Co Pty Ltd | Karra-330P | 2021-02-10 | 2024-02-10 | Yes
Tindo Operations Co Pty Ltd | Karra-335P | 2021-02-10 | 2024-02-10 | Yes
Tindo Operations Co Pty Ltd | Karra-355P | 2021-02-10 | 2024-02-10 | Yes
Tindo Operations Co Pty Ltd | Karra-360P | 2021-02-10 | 2024-02-10 | Yes
Tindo Operations Co Pty Ltd | Karra-365P | 2021-02-10 | 2024-02-10 | Yes
Tindo Operations Co Pty Ltd | Karra-370P | 2021-02-10 | 2024-02-10 | Yes
Tindo Operations Co Pty Ltd | Karra-390G2H | 2022-04-01 | 2024-09-30 | Yes
Tindo Operations Co Pty Ltd | Karra-390P | 2021-02-10 | 2024-02-10 | Yes
Tindo Operations Co Pty Ltd | Karra-395G2H | 2022-04-01 | 2024-09-30 | Yes
Tindo Operations Co Pty Ltd | Karra-395P | 2021-02-10 | 2024-02-10 | Yes
Tindo Operations Co Pty Ltd | Karra-400G2H | 2022-04-01 | 2024-09-30 | Yes
Tindo Operations Co Pty Ltd | Karra-400P | 2021-02-10 | 2024-02-10 | Yes
Tindo Operations Co Pty Ltd | Karra-405G2H | 2022-04-01 | 2025-03-31 | Yes
Tindo Operations Co Pty Ltd | Karra-405P | 2021-02-10 | 2024-02-10 | Yes
Tindo Operations Co Pty Ltd | Karra-410G2H | 2022-04-01 | 2025-03-31 | Yes
Tindo Operations Co Pty Ltd | Karra-415G2H | 2022-04-01 | 2024-09-30 | Yes
Tindo Operations Co Pty Ltd | Karra-420G2H | 2022-04-01 | 2024-09-30 | Yes
Tindo Operations Co Pty Ltd | Karra-450G2H | 2022-04-01 | 2024-09-30 | Yes
Tindo Operations Co Pty Ltd | Karra-455G2H | 2022-04-01 | 2024-09-30 | Yes
Tindo Operations Co Pty Ltd | Karra-460G2H | 2022-04-01 | 2024-09-30 | Yes
Tindo Operations Co Pty Ltd | Karra-465G2H | 2022-04-01 | 2024-09-30 | Yes
Tindo Operations Co Pty Ltd | Karra-495G2H | 2022-04-01 | 2024-09-30 | Yes
Tindo Operations Co Pty Ltd | Karra-500G2H | 2022-04-01 | 2024-09-30 | Yes
Tindo Operations Co Pty Ltd | Karra-505G2H | 2022-04-01 | 2024-09-30 | Yes
Tindo Operations Co Pty Ltd | Karra-510G2H | 2022-04-01 | 2024-09-30 | Yes
Tindo Operations Co Pty Ltd | Karra-540G2H | 2022-04-01 | 2024-09-30 | Yes
Tindo Operations Co Pty Ltd | Karra-545G2H | 2022-04-01 | 2024-09-30 | Yes
Tindo Operations Co Pty Ltd | Karra-550G2H | 2022-04-01 | 2024-09-30 | Yes
Tindo Operations Co Pty Ltd | Karra-555G2H | 2022-04-01 | 2024-09-30 | Yes
Tindo Operations Co Pty Ltd | Karra-560G2H | 2022-04-01 | 2024-09-30 | Yes
Tindo Operations Co Pty Ltd | Walara-415G3P (IEC 61215-2021) | 2024-09-02 | 2027-09-02 | Yes
Tindo Operations Co Pty Ltd | Walara-415G3P-BL (IEC 61215-2021) | 2024-09-02 | 2027-09-02 | Yes
Tindo Operations Co Pty Ltd | Walara-420G3P (IEC 61215-2021) | 2024-09-02 | 2027-09-02 | Yes
Tindo Operations Co Pty Ltd | Walara-420G3P-BL (IEC 61215-2021) | 2024-09-02 | 2027-09-02 | Yes
Tindo Operations Co Pty Ltd | Walara-425G3P (IEC 61215-2021) | 2024-09-02 | 2027-09-02 | Yes
Tindo Operations Co Pty Ltd | Walara-425G3P-BL (IEC 61215-2021) | 2024-09-02 | 2027-09-02 | Yes
Tindo Operations Co Pty Ltd | Walara-430G3P (IEC 61215-2021) | 2024-09-02 | 2027-09-02 | Yes
Tindo Operations Co Pty Ltd | Walara-430G4P-BL (IEC 61215-2021) | 2025-08-06 | 2028-08-06 | Yes
Tindo Operations Co Pty Ltd | Walara-433G4P-BL (IEC 61215-2021) | 2025-08-06 | 2028-08-06 | Yes
Tindo Operations Co Pty Ltd | Walara-435G4P (IEC 61215-2021) | 2025-08-06 | 2028-08-06 | Yes
Tindo Operations Co Pty Ltd | Walara-440G4P (IEC 61215-2021) | 2025-08-06 | 2028-08-06 | Yes
Tindo Operations Co Pty Ltd | Walara-440G4P-BL (IEC 61215-2021) | 2025-08-06 | 2028-08-06 | Yes
Tindo Operations Co Pty Ltd | Walara-445G4P (IEC 61215-2021) | 2025-08-06 | 2028-08-06 | Yes
Tindo Operations Co Pty Ltd | Walara-460G3P (IEC 61215-2021) | 2024-09-02 | 2027-09-02 | Yes
Tindo Operations Co Pty Ltd | Walara-465G3P (IEC 61215-2021) | 2024-09-02 | 2027-09-02 | Yes
Tindo Operations Co Pty Ltd | Walara-470G3P (IEC 61215-2021) | 2024-09-02 | 2027-09-02 | Yes
Tindo Operations Co Pty Ltd | Walara-475G3P (IEC 61215-2021) | 2024-09-02 | 2027-09-02 | Yes
Tindo Operations Co Pty Ltd | Walara-475G4P (IEC 61215-2021) | 2025-08-06 | 2028-08-06 | Yes
Tindo Operations Co Pty Ltd | Walara-475G4P-BL (IEC 61215-2021) | 2025-08-06 | 2028-08-06 | Yes
Tindo Operations Co Pty Ltd | Walara-480G4P (IEC 61215-2021) | 2025-08-06 | 2028-08-06 | Yes
Tindo Operations Co Pty Ltd | Walara-480G4P-BL (IEC 61215-2021) | 2025-08-06 | 2028-08-06 | Yes
Tindo Operations Co Pty Ltd | Walara-485G4P (IEC 61215-2021) | 2025-08-06 | 2028-08-06 | Yes
Tindo Operations Co Pty Ltd | Walara-485G4P-BL (IEC 61215-2021) | 2025-08-06 | 2028-08-06 | Yes
Tindo Operations Co Pty Ltd | Walara-490G4P (IEC 61215-2021) | 2025-08-06 | 2028-08-06 | Yes
Tindo Operations Co Pty Ltd | Walara-495G4P (IEC 61215-2021) | 2025-08-06 | 2028-08-06 | Yes
Tindo Operations Co Pty Ltd | Walara-510G3P (IEC 61215-2021) | 2024-09-02 | 2027-09-02 | Yes
Tindo Operations Co Pty Ltd | Walara-515G3P (IEC 61215-2021) | 2024-09-02 | 2027-09-02 | Yes
Tindo Operations Co Pty Ltd | Walara-520G3P (IEC 61215-2021) | 2024-09-02 | 2027-09-02 | Yes
Tindo Operations Co Pty Ltd | Walara-525G3P (IEC 61215-2021) | 2024-09-02 | 2027-09-02 | Yes
Tindo Operations Co Pty Ltd | Walara-535G4P (IEC 61215-2021) | 2025-08-06 | 2028-08-06 | Yes
Tindo Operations Co Pty Ltd | Walara-540G4P (IEC 61215-2021) | 2025-08-06 | 2028-08-06 | Yes
Tindo Operations Co Pty Ltd | Walara-545G4P (IEC 61215-2021) | 2025-08-06 | 2028-08-06 | Yes
Tindo Operations Co Pty Ltd | Walara-565G3P (IEC 61215-2021) | 2024-09-02 | 2027-09-02 | Yes
Tindo Operations Co Pty Ltd | Walara-570G3P (IEC 61215-2021) | 2024-09-02 | 2027-09-02 | Yes
Tindo Operations Co Pty Ltd | Walara-575G3P (IEC 61215-2021) | 2024-09-02 | 2027-09-02 | Yes
Tindo Operations Co Pty Ltd | Walara-585G4P (IEC 61215-2021) | 2025-08-06 | 2028-08-06 | Yes
Tindo Operations Co Pty Ltd | Walara-590G4P (IEC 61215-2021) | 2025-08-06 | 2028-08-06 | Yes
Tindo Operations Co Pty Ltd | Walara-595G4P (IEC 61215-2021) | 2025-08-06 | 2028-08-06 | Yes
Tongwei Co Ltd | TWMHF-66HD700 (IEC 61215-2021) | 2024-08-21 | 2027-12-13 | Yes
Tongwei Co Ltd | TWMHF-66HD705 (IEC 61215-2021) | 2024-08-21 | 2027-12-13 | Yes
Tongwei Co Ltd | TWMHF-66HD710 (IEC 61215-2021) | 2024-08-21 | 2027-12-13 | Yes
Tongwei Co Ltd | TWMHF-66HD715 (IEC 61215-2021) | 2024-08-21 | 2027-12-13 | Yes
Tongwei Co Ltd | TWMHF-66HD720 (IEC 61215-2021) | 2024-08-21 | 2027-12-13 | Yes
Tongwei Co Ltd | TWMHF-66HD725 (IEC 61215-2021) | 2024-12-13 | 2027-12-13 | Yes
Tongwei Co Ltd | TWMHF-66HD730 (IEC 61215-2021) | 2024-12-13 | 2027-12-13 | Yes
Tongwei Co Ltd | TWMHF-66HD735 (IEC 61215-2021) | 2024-12-13 | 2027-12-13 | Yes
Tongwei Co Ltd | TWMND-54HB430 (IEC 61215-2021) | 2024-06-06 | 2027-12-10 | Yes
Tongwei Co Ltd | TWMND-54HB435 (IEC 61215-2021) | 2024-06-06 | 2027-12-10 | Yes
Tongwei Co Ltd | TWMND-54HB440 (IEC 61215-2021) | 2024-06-06 | 2027-12-10 | Yes
Tongwei Co Ltd | TWMND-54HS430 (IEC 61215-2021) | 2024-06-06 | 2027-12-10 | Yes
Tongwei Co Ltd | TWMND-54HS435 (IEC 61215-2021) | 2024-06-06 | 2027-12-10 | Yes
Tongwei Co Ltd | TWMND-54HS440 (IEC 61215-2021) | 2024-06-06 | 2027-12-10 | Yes
Tongwei Co Ltd | TWMND-60HS475 (IEC 61215-2021) | 2024-06-06 | 2027-12-10 | Yes
Tongwei Co Ltd | TWMND-60HS480 (IEC 61215-2021) | 2024-06-06 | 2027-12-10 | Yes
Tongwei Co Ltd | TWMND-60HS485 (IEC 61215-2021) | 2024-06-06 | 2027-12-10 | Yes
Tongwei Co Ltd | TWMND-72HD575 (IEC 61215-2021) | 2024-06-05 | 2027-12-10 | Yes
Tongwei Co Ltd | TWMND-72HD580 (IEC 61215-2021) | 2024-06-05 | 2027-12-10 | Yes
Tongwei Co Ltd | TWMND-72HD585 (IEC 61215-2021) | 2024-06-05 | 2027-12-10 | Yes
Tongwei Co Ltd | TWMND-72HD590 (IEC 61215-2021) | 2024-12-10 | 2027-12-10 | Yes
Tongwei Co Ltd | TWMND-72HS575 (IEC 61215-2021) | 2024-06-06 | 2027-12-10 | Yes
Tongwei Co Ltd | TWMND-72HS580 (IEC 61215-2021) | 2024-06-06 | 2027-12-10 | Yes
Tongwei Co Ltd | TWMND-72HS585 (IEC 61215-2021) | 2024-06-06 | 2027-12-10 | Yes
Tongwei Co Ltd | TWMND-78HD630 (IEC 61215-2021) | 2024-12-10 | 2027-12-10 | Yes
Tongwei Co Ltd | TWMND-78HD635 (IEC 61215-2021) | 2024-12-10 | 2027-12-10 | Yes
Tongwei Co Ltd | TWMND-78HD640 (IEC 61215-2021) | 2024-12-10 | 2027-12-10 | Yes
Tongwei Co Ltd | TWMNF-66HD700 (IEC 61215-2021) | 2024-06-28 | 2027-12-13 | Yes
Tongwei Co Ltd | TWMNF-66HD705 (IEC 61215-2021) | 2024-06-28 | 2027-12-13 | Yes
Tongwei Co Ltd | TWMNF-66HD710 (IEC 61215-2021) | 2024-06-28 | 2027-12-13 | Yes
Tongwei Co Ltd | TWMNF-66HD715 (IEC 61215-2021) | 2024-06-28 | 2027-12-13 | Yes
Tongwei Co Ltd | TWMNF-66HD720 (IEC 61215-2021) | 2024-12-13 | 2027-12-13 | Yes
Tongwei Co Ltd | TWMNF-66HD725 (IEC 61215-2021) | 2024-12-13 | 2027-12-13 | Yes
Tongwei Co Ltd | TWMNF-66HD730 (IEC 61215-2021) | 2025-06-26 | 2028-06-26 | Yes
Tongwei Co Ltd | TWMNF-66HD735 (IEC 61215-2021) | 2025-06-26 | 2028-06-26 | Yes
Tongwei Co Ltd | TWMNF-66HD740 (IEC 61215-2021) | 2025-06-26 | 2028-06-26 | Yes
Tongwei Co Ltd | TWMNF-66HS700 (IEC 61215-2021) | 2024-12-10 | 2027-12-10 | Yes
Tongwei Co Ltd | TWMNF-66HS705 (IEC 61215-2021) | 2024-12-10 | 2027-12-10 | Yes
Tongwei Co Ltd | TWMNF-66HS710 (IEC 61215-2021) | 2024-12-10 | 2027-12-10 | Yes
Tongwei Co Ltd | TWMNF-66HS715 (IEC 61215-2021) | 2024-12-10 | 2027-12-10 | Yes
Tongwei Co Ltd | TWMNF-66HS720 (IEC 61215-2021) | 2024-12-10 | 2027-12-10 | Yes
Tongwei Co Ltd | TWMNF-66HS725 (IEC 61215-2021) | 2024-12-06 | 2027-12-06 | Yes
Tongwei Co Ltd | TWMNH-48HC440 (IEC 61215-2021) | 2024-06-28 | 2027-12-13 | Yes
Tongwei Co Ltd | TWMNH-48HC445 (IEC 61215-2021) | 2024-06-28 | 2027-12-13 | Yes
Tongwei Co Ltd | TWMNH-48HC450 (IEC 61215-2021) | 2024-12-13 | 2027-12-13 | Yes
Tongwei Co Ltd | TWMNH-48HC455 (IEC 61215-2021) | 2024-12-13 | 2027-12-13 | Yes
Tongwei Co Ltd | TWMNH-48HC460 (IEC 61215-2021) | 2025-06-26 | 2028-06-26 | Yes
Tongwei Co Ltd | TWMNH-48HD440 (IEC 61215-2021) | 2024-06-28 | 2027-12-13 | Yes
Tongwei Co Ltd | TWMNH-48HD445 (IEC 61215-2021) | 2024-06-28 | 2027-12-13 | Yes
Tongwei Co Ltd | TWMNH-48HD450 (IEC 61215-2021) | 2024-12-13 | 2027-12-13 | Yes
Tongwei Co Ltd | TWMNH-48HD455 (IEC 61215-2021) | 2024-12-13 | 2027-12-13 | Yes
Tongwei Co Ltd | TWMNH-48HD460 (IEC 61215-2021) | 2025-06-26 | 2028-06-26 | Yes
Tongwei Co Ltd | TWMNH-48HD465 (IEC 61215-2021) | 2025-06-26 | 2028-06-26 | Yes
Tongwei Co Ltd | TWMNH-48HE440 (IEC 61215-2021) | 2025-06-26 | 2028-06-26 | Yes
Tongwei Co Ltd | TWMNH-48HE455 (IEC 61215-2021) | 2025-06-26 | 2028-06-26 | Yes
Tongwei Co Ltd | TWMNH-48HE460 (IEC 61215-2021) | 2025-06-26 | 2028-06-26 | Yes
Tongwei Co Ltd | TWMNH-48HE465 (IEC 61215-2021) | 2025-06-26 | 2028-06-26 | Yes
Tongwei Co Ltd | TWMNH-48HE470 (IEC 61215-2021) | 2025-06-26 | 2028-06-26 | Yes
Tongwei Co Ltd | TWMNH-48HW440 (IEC 61215-2021) | 2025-06-26 | 2028-06-26 | Yes
Tongwei Co Ltd | TWMNH-48HW455 (IEC 61215-2021) | 2025-06-26 | 2028-06-26 | Yes
Tongwei Co Ltd | TWMNH-48HW460 (IEC 61215-2021) | 2025-06-26 | 2028-06-26 | Yes
Tongwei Co Ltd | TWMNH-48HW465 (IEC 61215-2021) | 2025-06-26 | 2028-06-26 | Yes
Tongwei Co Ltd | TWMNH-48HW470 (IEC 61215-2021) | 2025-06-26 | 2028-06-26 | Yes
Tongwei Co Ltd | TWMNH-48HW475 (IEC 61215-2021) | 2025-06-26 | 2028-06-26 | Yes
Tongwei Co Ltd | TWMNH-54HD500 (IEC 61215-2021) | 2024-12-13 | 2027-12-13 | Yes
Tongwei Co Ltd | TWMNH-54HD505 (IEC 61215-2021) | 2024-12-13 | 2027-12-13 | Yes
Tongwei Co Ltd | TWMNH-54HD510 (IEC 61215-2021) | 2024-12-13 | 2027-12-13 | Yes
Tongwei Co Ltd | TWMNH-54HD515 (IEC 61215-2021) | 2024-12-13 | 2027-12-13 | Yes
Tongwei Co Ltd | TWMNH-54HD520 (IEC 61215-2021) | 2025-06-26 | 2028-06-26 | Yes
Tongwei Co Ltd | TWMNH-66HD605 (IEC 61215-2021) | 2024-06-28 | 2027-12-13 | Yes
Tongwei Co Ltd | TWMNH-66HD610 (IEC 61215-2021) | 2024-06-28 | 2027-12-13 | Yes
Tongwei Co Ltd | TWMNH-66HD615 (IEC 61215-2021) | 2024-06-28 | 2027-12-13 | Yes
Tongwei Co Ltd | TWMNH-66HD620 (IEC 61215-2021) | 2024-12-13 | 2027-12-13 | Yes
Tongwei Co Ltd | TWMNH-66HD625 (IEC 61215-2021) | 2024-12-13 | 2027-12-13 | Yes
Tongwei Co Ltd | TWMNH-66HD630 (IEC 61215-2021) | 2024-12-13 | 2027-12-13 | Yes
Tongwei Co Ltd | TWMNH-66HD635 (IEC 61215-2021) | 2025-06-26 | 2028-06-26 | Yes
Tongwei Co Ltd | TWMNH-66HD640 (IEC 61215-2021) | 2025-06-26 | 2028-06-26 | Yes
Tongwei Co Ltd | TWMNH-66HS610 (IEC 61215-2021) | 2024-08-21 | 2027-12-10 | Yes
Tongwei Co Ltd | TWMNH-66HS615 (IEC 61215-2021) | 2024-08-21 | 2027-12-10 | Yes
Tongwei Co Ltd | TWMNH-66HS620 (IEC 61215-2021) | 2024-08-21 | 2027-12-10 | Yes
Tongwei Co Ltd | TWMNH-66HS625 (IEC 61215-2021) | 2024-12-06 | 2027-12-06 | Yes
Tongwei Co Ltd | TWMNH-66HS630 (IEC 61215-2021) | 2024-12-06 | 2027-12-06 | Yes
Tongwei Co Ltd | TWMNH-66HS635 (IEC 61215-2021) | 2024-12-06 | 2027-12-06 | Yes
Tongwei Co Ltd | TWMPD-72HS555 (IEC 61215-2021) | 2024-06-28 | 2027-12-10 | Yes
Tongwei Co Ltd | TWMPD-72HS560 (IEC 61215-2021) | 2024-06-28 | 2027-12-10 | Yes
Tongwei Co Ltd | TWMPD-72HS565 (IEC 61215-2021) | 2024-06-28 | 2027-12-10 | Yes
Tongwei Co Ltd | TWMPD-72HS570 (IEC 61215-2021) | 2024-06-28 | 2027-12-10 | Yes
Tongwei Solar (Hefei) Co Ltd | TH410PMB7-44SCF | 2023-05-30 | 2024-09-30 | Yes
Tongwei Solar (Hefei) Co Ltd | TH415PMB5-60SBS | 2023-05-30 | 2024-09-30 | Yes
Tongwei Solar (Hefei) Co Ltd | TH415PMB7-44SC | 2023-05-30 | 2024-09-30 | Yes
Tongwei Solar (Hefei) Co Ltd | TH415PMB7-44SCF | 2023-05-30 | 2024-09-30 | Yes
Tongwei Solar (Hefei) Co Ltd | TH415PMB7-44SCS | 2023-05-30 | 2024-09-30 | Yes
Tongwei Solar (Hefei) Co Ltd | TH420PMB7-44SC | 2023-05-30 | 2024-09-30 | Yes
Tongwei Solar (Hefei) Co Ltd | TH420PMB7-44SCF | 2023-05-30 | 2024-09-30 | Yes
Tongwei Solar (Hefei) Co Ltd | TH420PMB7-44SCS | 2023-05-30 | 2024-09-30 | Yes
Tongwei Solar (Hefei) Co Ltd | TH425PMB7-44SC | 2023-05-30 | 2024-09-30 | Yes
Tongwei Solar (Hefei) Co Ltd | TH425PMB7-44SCS | 2023-05-30 | 2024-09-30 | Yes
Tongwei Solar (Hefei) Co Ltd | TH425PMB7-46SCF | 2023-05-30 | 2024-09-30 | Yes
Tongwei Solar (Hefei) Co Ltd | TH430PMB7-46SCF | 2023-05-30 | 2024-09-30 | Yes
Tongwei Solar (Hefei) Co Ltd | TH435PMB7-46SC | 2023-05-30 | 2024-09-30 | Yes
Tongwei Solar (Hefei) Co Ltd | TH435PMB7-46SCF | 2023-05-30 | 2024-09-30 | Yes
Tongwei Solar (Hefei) Co Ltd | TH435PMB7-46SCS | 2023-05-30 | 2024-09-30 | Yes
Tongwei Solar (Hefei) Co Ltd | TH440PMB7-46SC | 2023-05-30 | 2024-09-30 | Yes
Tongwei Solar (Hefei) Co Ltd | TH440PMB7-46SCF | 2023-05-30 | 2024-09-30 | Yes
Tongwei Solar (Hefei) Co Ltd | TH440PMB7-46SCS | 2023-05-30 | 2024-09-30 | Yes
Tongwei Solar (Hefei) Co Ltd | TH445PMB7-46SC | 2023-05-30 | 2024-09-30 | Yes
Tongwei Solar (Hefei) Co Ltd | TH445PMB7-46SCS | 2023-05-30 | 2024-09-30 | Yes
Tongwei Solar (Hefei) Co Ltd | TH530PMB6-58SDC | 2023-09-21 | 2024-09-30 | Yes
Tongwei Solar (Hefei) Co Ltd | TH535PMB6-58SC | 2023-09-21 | 2024-09-30 | Yes
Tongwei Solar (Hefei) Co Ltd | TH535PMB6-58SDC | 2023-09-21 | 2024-09-30 | Yes
Tongwei Solar (Hefei) Co Ltd | TH540PMB6-58SC | 2023-09-21 | 2024-09-30 | Yes
Tongwei Solar (Hefei) Co Ltd | TH540PMB6-58SDC | 2023-09-21 | 2024-09-30 | Yes
Tongwei Solar (Hefei) Co Ltd | TH545PMB6-58SC | 2023-09-21 | 2024-09-30 | Yes
Tongwei Solar (Hefei) Co Ltd | TH545PMB6-58SDC | 2023-09-21 | 2024-09-30 | Yes
Tongwei Solar (Hefei) Co Ltd | TH550PMB6-58SC | 2023-09-21 | 2024-09-30 | Yes
Tongwei Solar (Hefei) Co Ltd | TH550PMB6-58SDC | 2023-09-21 | 2024-09-30 | Yes
Tongwei Solar (Hefei) Co Ltd | TH555PMB6-58SC | 2023-09-21 | 2024-09-30 | Yes
Tongwei Solar (Hefei) Co Ltd | TH555PMB6-58SDC | 2023-09-21 | 2024-09-30 | Yes
Tongwei Solar (Hefei) Co Ltd | TH645PMB6-69SDC | 2023-09-21 | 2024-09-30 | Yes
Tongwei Solar (Hefei) Co Ltd | TH650PMB6-69SDC | 2023-09-21 | 2024-09-30 | Yes
Tongwei Solar (Hefei) Co Ltd | TH655PMB6-69SDC | 2023-09-21 | 2024-09-30 | Yes
Tongwei Solar (Hefei) Co Ltd | TH660PMB6-69SDC | 2023-09-21 | 2024-09-30 | Yes
Tongwei Solar (Hefei) Co Ltd | TH665PMB6-69SDC | 2023-09-21 | 2024-09-30 | Yes
Tongwei Solar (Hefei) Co Ltd | TH670PMB6-69SDC | 2023-09-21 | 2024-09-30 | Yes
Tongwei Solar (Hefei) Co Ltd | TW400MAP-108-H-F | 2023-03-27 | 2024-09-30 | Yes
Tongwei Solar (Hefei) Co Ltd | TW400MAP-108-H-S | 2023-03-27 | 2024-09-30 | Yes
Tongwei Solar (Hefei) Co Ltd | TW405MAP-108-H | 2022-11-10 | 2024-09-30 | Yes
Tongwei Solar (Hefei) Co Ltd | TW405MAP-108-H-F | 2023-03-27 | 2024-09-30 | Yes
Tongwei Solar (Hefei) Co Ltd | TW405MAP-108-H-S | 2023-03-27 | 2024-09-30 | Yes
Tongwei Solar (Hefei) Co Ltd | TW410MAP-108-H | 2022-11-10 | 2024-09-30 | Yes
Tongwei Solar (Hefei) Co Ltd | TW410MAP-108-H-F | 2023-03-27 | 2024-09-30 | Yes
Tongwei Solar (Hefei) Co Ltd | TW410MAP-108-H-S | 2023-03-27 | 2024-09-30 | Yes
Tongwei Solar (Hefei) Co Ltd | TW415MAP-108-H | 2022-11-10 | 2025-03-31 | Yes
Tongwei Solar (Hefei) Co Ltd | TW415MAP-108-H-F | 2023-03-27 | 2024-09-30 | Yes
Tongwei Solar (Hefei) Co Ltd | TW415MAP-108-H-S | 2023-03-27 | 2025-03-31 | Yes
Tongwei Solar (Hefei) Co Ltd | TW420MAP-108-H | 2022-11-10 | 2024-09-30 | Yes
Tongwei Solar (Hefei) Co Ltd | TW420MAP-108-H-F | 2023-03-27 | 2024-09-30 | Yes
Tongwei Solar (Hefei) Co Ltd | TW420MAP-108-H-S | 2023-03-27 | 2024-09-30 | Yes
Tongwei Solar (Hefei) Co Ltd | TW500MAP-132-H-S | 2023-03-27 | 2024-09-30 | Yes
Tongwei Solar (Hefei) Co Ltd | TW505MAP-132-H-S | 2023-03-27 | 2024-09-30 | Yes
Tongwei Solar (Hefei) Co Ltd | TW540MBAP-144-D | 2023-03-27 | 2024-09-30 | Yes
Tongwei Solar (Hefei) Co Ltd | TW545MAP-144-H | 2023-03-27 | 2024-09-30 | Yes
Tongwei Solar (Hefei) Co Ltd | TW545MBAP-144-D | 2023-03-27 | 2024-09-30 | Yes
Tongwei Solar (Hefei) Co Ltd | TW550MAP-144-H | 2023-03-27 | 2024-09-30 | Yes
Tongwei Solar (Hefei) Co Ltd | TW550MBAP-144-D | 2023-03-27 | 2024-09-30 | Yes
Tongwei Solar (Hefei) Co Ltd | TW555MAP-144-H | 2023-03-27 | 2024-09-30 | Yes
Tongwei Solar (Hefei) Co Ltd | TW555MBAP-144-D | 2023-03-27 | 2024-09-30 | Yes
Tongwei Solar (Hefei) Co Ltd | TW560MAP-144-H | 2023-03-27 | 2024-09-30 | Yes
Tongwei Solar (Hefei) Co Ltd | TW645MBCP-132-D | 2022-11-10 | 2024-09-30 | Yes
Tongwei Solar (Hefei) Co Ltd | TW645MCP-132-H | 2022-11-10 | 2024-09-30 | Yes
Tongwei Solar (Hefei) Co Ltd | TW650MBCP-132-D | 2022-11-10 | 2024-09-30 | Yes
Tongwei Solar (Hefei) Co Ltd | TW650MCP-132-H | 2022-11-10 | 2024-09-30 | Yes
Tongwei Solar (Hefei) Co Ltd | TW655MBCP-132-D | 2022-11-10 | 2024-09-30 | Yes
Tongwei Solar (Hefei) Co Ltd | TW655MCP-132-H | 2022-11-10 | 2024-09-30 | Yes
Tongwei Solar (Hefei) Co Ltd | TWMHF-66HD695 | 2024-04-23 | 2024-09-30 | Yes
Tongwei Solar (Hefei) Co Ltd | TWMHF-66HD700 | 2024-04-23 | 2024-09-30 | Yes
Tongwei Solar (Hefei) Co Ltd | TWMHF-66HD705 | 2024-04-23 | 2024-09-30 | Yes
Tongwei Solar (Hefei) Co Ltd | TWMHF-66HD710 | 2024-04-23 | 2024-09-30 | Yes
Tongwei Solar (Hefei) Co Ltd | TWMHF-66HD715 | 2024-04-23 | 2024-09-30 | Yes
Tongwei Solar (Hefei) Co Ltd | TWMHF-66HD720 | 2024-04-23 | 2024-09-30 | Yes
Tongwei Solar (Hefei) Co Ltd | TWMND-54HB415 | 2023-07-17 | 2024-09-30 | Yes
Tongwei Solar (Hefei) Co Ltd | TWMND-54HB420 | 2023-07-17 | 2024-09-30 | Yes
Tongwei Solar (Hefei) Co Ltd | TWMND-54HB425 | 2023-07-17 | 2024-09-30 | Yes
Tongwei Solar (Hefei) Co Ltd | TWMND-54HB430 | 2023-07-17 | 2025-03-31 | Yes
Tongwei Solar (Hefei) Co Ltd | TWMND-54HS420 | 2023-07-17 | 2024-09-30 | Yes
Tongwei Solar (Hefei) Co Ltd | TWMND-54HS425 | 2023-07-17 | 2024-09-30 | Yes
Tongwei Solar (Hefei) Co Ltd | TWMND-54HS430 | 2023-07-17 | 2024-09-30 | Yes
Tongwei Solar (Hefei) Co Ltd | TWMND-54HS435 | 2023-07-17 | 2024-09-30 | Yes
Tongwei Solar (Hefei) Co Ltd | TWMND-54HS440 | 2023-07-17 | 2025-03-31 | Yes
Tongwei Solar (Hefei) Co Ltd | TWMND-60HS465 | 2024-04-23 | 2024-09-30 | Yes
Tongwei Solar (Hefei) Co Ltd | TWMND-60HS470 | 2024-04-23 | 2024-09-30 | Yes
Tongwei Solar (Hefei) Co Ltd | TWMND-60HS475 | 2024-04-23 | 2024-09-30 | Yes
Tongwei Solar (Hefei) Co Ltd | TWMND-60HS480 | 2024-04-23 | 2024-09-30 | Yes
Tongwei Solar (Hefei) Co Ltd | TWMND-60HS485 | 2024-04-23 | 2024-09-30 | Yes
Tongwei Solar (Hefei) Co Ltd | TWMND-60HS490 | 2023-07-17 | 2025-03-31 | Yes
Tongwei Solar (Hefei) Co Ltd | TWMND-72HD555 | 2023-07-17 | 2024-09-30 | Yes
Tongwei Solar (Hefei) Co Ltd | TWMND-72HD560 | 2023-07-17 | 2024-09-30 | Yes
Tongwei Solar (Hefei) Co Ltd | TWMND-72HD565 | 2023-07-17 | 2024-09-30 | Yes
Tongwei Solar (Hefei) Co Ltd | TWMND-72HD570 | 2023-07-17 | 2024-09-30 | Yes
Tongwei Solar (Hefei) Co Ltd | TWMND-72HD575 | 2023-07-17 | 2024-09-30 | Yes
Tongwei Solar (Hefei) Co Ltd | TWMND-72HD580 | 2023-07-17 | 2024-09-30 | Yes
Tongwei Solar (Hefei) Co Ltd | TWMND-72HS565 | 2023-07-17 | 2024-09-30 | Yes
Tongwei Solar (Hefei) Co Ltd | TWMND-72HS570 | 2023-07-17 | 2024-09-30 | Yes
Tongwei Solar (Hefei) Co Ltd | TWMND-72HS575 | 2023-07-17 | 2024-09-30 | Yes
Tongwei Solar (Hefei) Co Ltd | TWMND-72HS580 | 2023-07-17 | 2025-03-31 | Yes
Tongwei Solar (Hefei) Co Ltd | TWMND-78HD600 | 2023-07-17 | 2024-09-30 | Yes
Tongwei Solar (Hefei) Co Ltd | TWMND-78HD605 | 2023-07-17 | 2024-09-30 | Yes
Tongwei Solar (Hefei) Co Ltd | TWMND-78HD610 | 2023-07-17 | 2024-09-30 | Yes
Tongwei Solar (Hefei) Co Ltd | TWMND-78HD615 | 2023-07-17 | 2024-09-30 | Yes
Tongwei Solar (Hefei) Co Ltd | TWMND-78HD620 | 2023-07-17 | 2024-09-30 | Yes
Tongwei Solar (Hefei) Co Ltd | TWMND-78HD625 | 2024-04-23 | 2024-09-30 | Yes
Tongwei Solar (Hefei) Co Ltd | TWMND-78HD630 | 2024-04-23 | 2024-09-30 | Yes
Tongwei Solar (Hefei) Co Ltd | TWMND-78HD635 | 2024-04-23 | 2024-09-30 | Yes
Tongwei Solar (Hefei) Co Ltd | TWMND-78HS605 | 2023-07-17 | 2024-09-30 | Yes
Tongwei Solar (Hefei) Co Ltd | TWMND-78HS610 | 2023-07-17 | 2024-09-30 | Yes
Tongwei Solar (Hefei) Co Ltd | TWMND-78HS615 | 2023-07-17 | 2024-09-30 | Yes
Tongwei Solar (Hefei) Co Ltd | TWMND-78HS620 | 2023-07-17 | 2024-09-30 | Yes
Tongwei Solar (Hefei) Co Ltd | TWMND-78HS625 | 2023-07-17 | 2024-09-30 | Yes
Tongwei Solar (Hefei) Co Ltd | TWMNG-54HC450 | 2024-04-23 | 2024-09-30 | Yes
Tongwei Solar (Hefei) Co Ltd | TWMNG-54HC455 | 2024-04-23 | 2024-09-30 | Yes
Tongwei Solar (Hefei) Co Ltd | TWMNG-54HC460 | 2024-04-23 | 2024-09-30 | Yes
Tongwei Solar (Hefei) Co Ltd | TWMNG-54HD450 | 2024-04-23 | 2024-09-30 | Yes
Tongwei Solar (Hefei) Co Ltd | TWMNG-54HD455 | 2024-04-23 | 2024-09-30 | Yes
Tongwei Solar (Hefei) Co Ltd | TWMNG-54HD460 | 2024-04-23 | 2024-09-30 | Yes
Tongwei Solar (Hefei) Co Ltd | TWMNG-54HD465 | 2024-04-23 | 2024-09-30 | Yes
Tongwei Solar (Hefei) Co Ltd | TWMNH-48HC435 | 2024-04-23 | 2024-09-30 | Yes
Tongwei Solar (Hefei) Co Ltd | TWMNH-48HC440 | 2024-04-23 | 2024-09-30 | Yes
Tongwei Solar (Hefei) Co Ltd | TWMNH-48HC445 | 2024-04-23 | 2024-09-30 | Yes
Tongwei Solar (Hefei) Co Ltd | TWMNH-48HC450 | 2024-04-23 | 2024-09-30 | Yes
Tongwei Solar (Hefei) Co Ltd | TWMNH-48HD435 | 2024-04-23 | 2024-09-30 | Yes
Tongwei Solar (Hefei) Co Ltd | TWMNH-48HD440 | 2024-04-23 | 2025-03-31 | Yes
Tongwei Solar (Hefei) Co Ltd | TWMNH-48HD445 | 2024-04-23 | 2024-09-30 | Yes
Tongwei Solar (Hefei) Co Ltd | TWMNH-48HD450 | 2024-04-23 | 2024-09-30 | Yes
Tongwei Solar (Hefei) Co Ltd | TWMNH-66HD600 | 2024-04-23 | 2024-09-30 | Yes
Tongwei Solar (Hefei) Co Ltd | TWMNH-66HD605 | 2024-04-23 | 2024-09-30 | Yes
Tongwei Solar (Hefei) Co Ltd | TWMNH-66HD610 | 2024-04-23 | 2024-09-30 | Yes
Tongwei Solar (Hefei) Co Ltd | TWMNH-66HD615 | 2024-04-23 | 2024-09-30 | Yes
Tongwei Solar (Hefei) Co Ltd | TWMNH-66HD620 | 2024-04-23 | 2024-09-30 | Yes
Tongwei Solar (Hefei) Co Ltd | TWMNH-66HS605 | 2024-04-23 | 2024-09-30 | Yes
Tongwei Solar (Hefei) Co Ltd | TWMNH-66HS610 | 2023-07-17 | 2025-03-31 | Yes
Tongwei Solar (Hefei) Co Ltd | TWMNH-66HS615 | 2023-07-17 | 2025-03-31 | Yes
Tongwei Solar (Hefei) Co Ltd | TWMNH-66HS620 | 2024-04-23 | 2024-09-30 | Yes
Tongwei Solar (Hefei) Co Ltd | TWMNH-66HS625 | 2024-04-23 | 2024-09-30 | Yes
Tongwei Solar (Hefei) Co Ltd | TWMPD-54HB400 | 2023-07-17 | 2024-09-30 | Yes
Tongwei Solar (Hefei) Co Ltd | TWMPD-54HB405 | 2023-07-17 | 2024-09-30 | Yes
Tongwei Solar (Hefei) Co Ltd | TWMPD-54HB410 | 2023-07-17 | 2024-09-30 | Yes
Tongwei Solar (Hefei) Co Ltd | TWMPD-54HB415 | 2023-07-17 | 2024-09-30 | Yes
Tongwei Solar (Hefei) Co Ltd | TWMPD-54HB420 | 2023-07-17 | 2024-09-30 | Yes
Tongwei Solar (Hefei) Co Ltd | TWMPD-54HS400 | 2023-07-17 | 2024-09-30 | Yes
Tongwei Solar (Hefei) Co Ltd | TWMPD-54HS405 | 2023-07-17 | 2024-09-30 | Yes
Tongwei Solar (Hefei) Co Ltd | TWMPD-54HS410 | 2023-07-17 | 2024-09-30 | Yes
Tongwei Solar (Hefei) Co Ltd | TWMPD-54HS415 | 2023-07-17 | 2024-09-30 | Yes
Tongwei Solar (Hefei) Co Ltd | TWMPD-54HS420 | 2023-07-17 | 2024-09-30 | Yes
Tongwei Solar (Hefei) Co Ltd | TWMPD-66HS500 | 2023-07-17 | 2024-09-30 | Yes
Tongwei Solar (Hefei) Co Ltd | TWMPD-66HS505 | 2023-07-17 | 2024-09-30 | Yes
Tongwei Solar (Hefei) Co Ltd | TWMPD-72HD540 | 2023-07-17 | 2024-09-30 | Yes
Tongwei Solar (Hefei) Co Ltd | TWMPD-72HD545 | 2023-07-17 | 2024-09-30 | Yes
Tongwei Solar (Hefei) Co Ltd | TWMPD-72HD550 | 2023-07-17 | 2024-09-30 | Yes
Tongwei Solar (Hefei) Co Ltd | TWMPD-72HD555 | 2023-07-17 | 2024-09-30 | Yes
Tongwei Solar (Hefei) Co Ltd | TWMPD-72HS545 | 2023-07-17 | 2024-09-30 | Yes
Tongwei Solar (Hefei) Co Ltd | TWMPD-72HS550 | 2023-07-17 | 2024-09-30 | Yes
Tongwei Solar (Hefei) Co Ltd | TWMPD-72HS555 | 2023-07-17 | 2025-03-31 | Yes
Tongwei Solar (Hefei) Co Ltd | TWMPD-72HS560 | 2023-07-17 | 2024-09-30 | Yes
Tongwei Solar (Hefei) Co Ltd | TWMPD-78HD585 | 2023-07-17 | 2024-09-30 | Yes
Tongwei Solar (Hefei) Co Ltd | TWMPD-78HD590 | 2023-07-17 | 2024-09-30 | Yes
Tongwei Solar (Hefei) Co Ltd | TWMPD-78HD595 | 2023-07-17 | 2024-09-30 | Yes
Tongwei Solar (Hefei) Co Ltd | TWMPD-78HD600 | 2023-07-17 | 2024-09-30 | Yes
Tongwei Solar (Hefei) Co Ltd | TWMPD-78HD605 | 2023-07-17 | 2024-09-30 | Yes
Tongwei Solar (Hefei) Co Ltd | TWMPD-78HD610 | 2023-07-17 | 2024-09-30 | Yes
Tongwei Solar (Hefei) Co Ltd | TWMPD-78HS590 | 2023-07-17 | 2024-09-30 | Yes
Tongwei Solar (Hefei) Co Ltd | TWMPD-78HS595 | 2023-07-17 | 2024-09-30 | Yes
Tongwei Solar (Hefei) Co Ltd | TWMPD-78HS600 | 2023-07-17 | 2024-09-30 | Yes
Tongwei Solar (Hefei) Co Ltd | TWMPD-78HS605 | 2023-07-17 | 2024-09-30 | Yes
Tongwei Solar (Hefei) Co Ltd | TWMPD-78HS610 | 2023-07-17 | 2024-09-30 | Yes
Tongwei Solar (Hefei) Co Ltd | TWMPD-78HS615 | 2023-07-17 | 2024-09-30 | Yes
Tongwei Solar (Hefei) Co Ltd | TWMPF-60HD595 | 2023-07-17 | 2024-09-30 | Yes
Tongwei Solar (Hefei) Co Ltd | TWMPF-60HD600 | 2023-07-17 | 2024-09-30 | Yes
Tongwei Solar (Hefei) Co Ltd | TWMPF-60HD605 | 2023-07-17 | 2024-09-30 | Yes
Tongwei Solar (Hefei) Co Ltd | TWMPF-60HD610 | 2023-07-17 | 2024-09-30 | Yes
Tongwei Solar (Hefei) Co Ltd | TWMPF-60HS600 | 2023-07-17 | 2024-09-30 | Yes
Tongwei Solar (Hefei) Co Ltd | TWMPF-60HS605 | 2023-07-17 | 2024-09-30 | Yes
Tongwei Solar (Hefei) Co Ltd | TWMPF-60HS610 | 2023-07-17 | 2024-09-30 | Yes
Tongwei Solar (Hefei) Co Ltd | TWMPF-66HD655 | 2023-07-17 | 2024-09-30 | Yes
Tongwei Solar (Hefei) Co Ltd | TWMPF-66HD660 | 2023-07-17 | 2024-09-30 | Yes
Tongwei Solar (Hefei) Co Ltd | TWMPF-66HD665 | 2023-07-17 | 2024-09-30 | Yes
Tongwei Solar (Hefei) Co Ltd | TWMPF-66HD670 | 2023-07-17 | 2024-09-30 | Yes
Tongwei Solar (Hefei) Co Ltd | TWMPF-66HD675 | 2023-07-17 | 2024-09-30 | Yes
Tongwei Solar (Hefei) Co Ltd | TWMPF-66HS660 | 2023-07-17 | 2024-09-30 | Yes
Tongwei Solar (Hefei) Co Ltd | TWMPF-66HS665 | 2023-07-17 | 2024-09-30 | Yes
Tongwei Solar (Hefei) Co Ltd | TWMPF-66HS670 | 2023-07-17 | 2024-09-30 | Yes
Trina Solar Co Ltd | TSM-260PD05 | 2022-07-29 | 2024-09-30 | Yes
Trina Solar Co Ltd | TSM-265NEG9M4C.26 (IEC 61215-2021) | 2024-09-20 | 2027-09-20 | Yes
Trina Solar Co Ltd | TSM-265PD05 | 2022-07-29 | 2024-09-30 | Yes
Trina Solar Co Ltd | TSM-270NEG9M4C.26 (IEC 61215-2021) | 2024-09-20 | 2027-09-20 | Yes
Trina Solar Co Ltd | TSM-270PD05 | 2022-07-29 | 2024-09-30 | Yes
Trina Solar Co Ltd | TSM-270PD05.08 | 2022-07-29 | 2024-09-30 | Yes
Trina Solar Co Ltd | TSM-275NEG9M4C.26 (IEC 61215-2021) | 2024-09-20 | 2027-09-20 | Yes
Trina Solar Co Ltd | TSM-275PD05 | 2022-07-29 | 2024-09-30 | Yes
Trina Solar Co Ltd | TSM-275PD05.08 | 2022-07-29 | 2024-09-30 | Yes
Trina Solar Co Ltd | TSM-280DD05A(II) | 2022-08-01 | 2024-09-30 | Yes
Trina Solar Co Ltd | TSM-280DD05A.08(II) | 2022-08-01 | 2024-09-30 | Yes
Trina Solar Co Ltd | TSM-280NEG9M4C.26 (IEC 61215-2021) | 2024-09-20 | 2027-09-20 | Yes
Trina Solar Co Ltd | TSM-280PD05 | 2022-07-29 | 2024-09-30 | Yes
Trina Solar Co Ltd | TSM-280PD05.08 | 2022-07-29 | 2024-09-30 | Yes
Trina Solar Co Ltd | TSM-285DD05A(II) | 2022-08-01 | 2024-09-30 | Yes
Trina Solar Co Ltd | TSM-285DD05A.08(II) | 2022-08-01 | 2024-09-30 | Yes
Trina Solar Co Ltd | TSM-285NEG9M4C.26 (IEC 61215-2021) | 2024-09-20 | 2027-09-20 | Yes
Trina Solar Co Ltd | TSM-285PD05 | 2022-07-29 | 2024-09-30 | Yes
Trina Solar Co Ltd | TSM-285PD05.08 | 2022-07-29 | 2024-09-30 | Yes
Trina Solar Co Ltd | TSM-285PD06H | 2022-07-29 | 2024-09-30 | Yes
Trina Solar Co Ltd | TSM-290DD05A(II) | 2022-08-01 | 2024-09-30 | Yes
Trina Solar Co Ltd | TSM-290DD05A.08(II) | 2022-08-01 | 2024-09-30 | Yes
Trina Solar Co Ltd | TSM-290NEG9M4C.26 (IEC 61215-2021) | 2024-09-20 | 2027-09-20 | Yes
Trina Solar Co Ltd | TSM-290PD06H | 2022-07-29 | 2024-09-30 | Yes
Trina Solar Co Ltd | TSM-295DD05A(II) | 2022-08-01 | 2024-09-30 | Yes
Trina Solar Co Ltd | TSM-295DD05A.08(II) | 2022-08-01 | 2024-09-30 | Yes
Trina Solar Co Ltd | TSM-295PD06H | 2022-07-29 | 2024-09-30 | Yes
Trina Solar Co Ltd | TSM-300DD05A(II) | 2022-08-01 | 2024-09-30 | Yes
Trina Solar Co Ltd | TSM-300DD05A.08(II) | 2022-08-01 | 2024-09-30 | Yes
Trina Solar Co Ltd | TSM-305DD05A(II) | 2022-08-01 | 2024-09-30 | Yes
Trina Solar Co Ltd | TSM-305DD05A.08(II) | 2022-08-01 | 2024-09-30 | Yes
Trina Solar Co Ltd | TSM-305NEG9M5C.26 (IEC 61215-2021) | 2024-09-20 | 2027-09-20 | Yes
Trina Solar Co Ltd | TSM-310DD05A(II) | 2022-08-01 | 2024-09-30 | Yes
Trina Solar Co Ltd | TSM-310DD05A.08(II) | 2022-08-01 | 2024-09-30 | Yes
Trina Solar Co Ltd | TSM-310DEG5(II) | 2021-07-05 | 2024-09-30 | Yes
Trina Solar Co Ltd | TSM-310NEG9M5C.26 (IEC 61215-2021) | 2024-09-20 | 2027-09-20 | Yes
Trina Solar Co Ltd | TSM-315DD05A(II) | 2022-08-01 | 2024-09-30 | Yes
Trina Solar Co Ltd | TSM-315DD05A.08(II) | 2022-08-01 | 2024-09-30 | Yes
Trina Solar Co Ltd | TSM-315DD06M.05(II) | 2022-08-04 | 2024-09-30 | Yes
Trina Solar Co Ltd | TSM-315DEG5(II) | 2021-07-05 | 2024-09-30 | Yes
Trina Solar Co Ltd | TSM-315NEG9M5C.26 (IEC 61215-2021) | 2024-09-20 | 2027-09-20 | Yes
Trina Solar Co Ltd | TSM-315PE14A | 2023-02-28 | 2024-09-30 | Yes
Trina Solar Co Ltd | TSM-320DD06M.05(II) | 2022-08-04 | 2024-09-30 | Yes
Trina Solar Co Ltd | TSM-320DEG5(II) | 2021-07-05 | 2024-09-30 | Yes
Trina Solar Co Ltd | TSM-320NEG9M5C.26 (IEC 61215-2021) | 2024-09-20 | 2027-09-20 | Yes
Trina Solar Co Ltd | TSM-320PD14 | 2022-07-29 | 2024-09-30 | Yes
Trina Solar Co Ltd | TSM-320PE14A | 2023-02-28 | 2024-09-30 | Yes
Trina Solar Co Ltd | TSM-325DD06M.05(II) | 2022-08-04 | 2024-09-30 | Yes
Trina Solar Co Ltd | TSM-325DD06M.08(II) | 2022-08-04 | 2024-09-30 | Yes
Trina Solar Co Ltd | TSM-325DEG5(II) | 2021-07-05 | 2024-09-30 | Yes
Trina Solar Co Ltd | TSM-325NEG9M5C.26 (IEC 61215-2021) | 2024-09-20 | 2027-09-20 | Yes
Trina Solar Co Ltd | TSM-325PD14 | 2022-07-29 | 2024-09-30 | Yes
Trina Solar Co Ltd | TSM-325PE14A | 2023-02-28 | 2024-09-30 | Yes
Trina Solar Co Ltd | TSM-330DD06M.05(II) | 2022-08-04 | 2024-09-30 | Yes
Trina Solar Co Ltd | TSM-330DD06M.08(II) | 2022-08-04 | 2024-09-30 | Yes
Trina Solar Co Ltd | TSM-330NEG9M5C.26 (IEC 61215-2021) | 2024-09-20 | 2027-09-20 | Yes
Trina Solar Co Ltd | TSM-330PD14 | 2022-07-29 | 2024-09-30 | Yes
Trina Solar Co Ltd | TSM-330PE14A | 2023-02-28 | 2024-09-30 | Yes
Trina Solar Co Ltd | TSM-335DD06M.05(II) | 2022-08-04 | 2024-09-30 | Yes
Trina Solar Co Ltd | TSM-335DD06M.08(II) | 2022-08-04 | 2024-09-30 | Yes
Trina Solar Co Ltd | TSM-335NEG9M5C.26 (IEC 61215-2021) | 2024-09-20 | 2027-09-20 | Yes
Trina Solar Co Ltd | TSM-335PD14 | 2022-07-29 | 2024-09-30 | Yes
Trina Solar Co Ltd | TSM-335PE14A | 2023-02-28 | 2024-09-30 | Yes
Trina Solar Co Ltd | TSM-340DD06M.08(II) | 2022-08-04 | 2024-09-30 | Yes
Trina Solar Co Ltd | TSM-340DD14A(II) | 2022-08-04 | 2024-09-30 | Yes
Trina Solar Co Ltd | TSM-340PD15H | 2022-08-01 | 2024-09-30 | Yes
Trina Solar Co Ltd | TSM-345DD14A(II) | 2022-08-04 | 2024-09-30 | Yes
Trina Solar Co Ltd | TSM-345PD15H | 2022-08-01 | 2024-09-30 | Yes
Trina Solar Co Ltd | TSM-350DD14A(II) | 2022-08-04 | 2024-09-30 | Yes
Trina Solar Co Ltd | TSM-350PD15H | 2022-08-01 | 2024-09-30 | Yes
Trina Solar Co Ltd | TSM-355DD14A(II) | 2022-08-04 | 2024-09-30 | Yes
Trina Solar Co Ltd | TSM-355PD15H | 2022-08-01 | 2024-09-30 | Yes
Trina Solar Co Ltd | TSM-360DD08M.08(II) | 2022-07-25 | 2024-09-30 | Yes
Trina Solar Co Ltd | TSM-360DD14A(II) | 2022-08-04 | 2024-09-30 | Yes
Trina Solar Co Ltd | TSM-365DD08M.08(II) | 2022-07-25 | 2024-09-30 | Yes
Trina Solar Co Ltd | TSM-365DD14A(II) | 2022-08-04 | 2024-09-30 | Yes
Trina Solar Co Ltd | TSM-365DE08M.08(II) | 2023-02-28 | 2024-09-30 | Yes
Trina Solar Co Ltd | TSM-370DD08M.08(II) | 2022-07-25 | 2024-09-30 | Yes
Trina Solar Co Ltd | TSM-370DE08M.08(II) | 2023-02-28 | 2024-09-30 | Yes
Trina Solar Co Ltd | TSM-375DD08M.08(II) | 2022-07-25 | 2024-09-30 | Yes
Trina Solar Co Ltd | TSM-375DE08M.08(II) | 2023-02-28 | 2024-09-30 | Yes
Trina Solar Co Ltd | TSM-380DD08M.08(II) | 2022-07-25 | 2024-09-30 | Yes
Trina Solar Co Ltd | TSM-380DE09.05 | 2023-02-21 | 2024-09-30 | Yes
Trina Solar Co Ltd | TSM-385DE09.05 | 2023-02-21 | 2024-09-30 | Yes
Trina Solar Co Ltd | TSM-390DE09.05 | 2023-02-21 | 2024-09-30 | Yes
Trina Solar Co Ltd | TSM-390DE09.08 | 2023-02-21 | 2024-09-30 | Yes
Trina Solar Co Ltd | TSM-395DD15M(II) | 2022-07-25 | 2024-09-30 | Yes
Trina Solar Co Ltd | TSM-395DE09.05 | 2023-02-21 | 2024-09-30 | Yes
Trina Solar Co Ltd | TSM-395DE09.08 | 2023-02-21 | 2024-09-30 | Yes
Trina Solar Co Ltd | TSM-400DD15M(II) | 2022-07-25 | 2024-09-30 | Yes
Trina Solar Co Ltd | TSM-400DE09.08 | 2023-02-21 | 2024-09-30 | Yes
Trina Solar Co Ltd | TSM-400NEG9.28 | 2022-03-30 | 2024-09-30 | Yes
Trina Solar Co Ltd | TSM-405DD15M(II) | 2022-07-25 | 2024-09-30 | Yes
Trina Solar Co Ltd | TSM-405DE09.08 | 2023-02-21 | 2024-09-30 | Yes
Trina Solar Co Ltd | TSM-405DE09R.05 | 2023-02-21 | 2025-03-31 | Yes
Trina Solar Co Ltd | TSM-405DE09R.B5 | 2023-02-21 | 2024-09-30 | Yes
Trina Solar Co Ltd | TSM-405NEG9.28 | 2022-03-30 | 2024-09-30 | Yes
Trina Solar Co Ltd | TSM-410DD15M(II) | 2022-07-25 | 2024-09-30 | Yes
Trina Solar Co Ltd | TSM-410DE09R.05 | 2023-02-21 | 2025-03-31 | Yes
Trina Solar Co Ltd | TSM-410DE09R.B5 | 2023-02-21 | 2024-09-30 | Yes
Trina Solar Co Ltd | TSM-410NEG9.28 | 2022-03-30 | 2024-09-30 | Yes
Trina Solar Co Ltd | TSM-415DD15M(II) | 2022-07-25 | 2024-09-30 | Yes
Trina Solar Co Ltd | TSM-415DE09R.05 | 2023-02-21 | 2025-03-31 | Yes
Trina Solar Co Ltd | TSM-415DE09R.08 | 2023-02-21 | 2025-03-31 | Yes
Trina Solar Co Ltd | TSM-415DE09R.B5 | 2023-02-21 | 2024-09-30 | Yes
Trina Solar Co Ltd | TSM-415NEG9.28 | 2022-03-30 | 2024-09-30 | Yes
Trina Solar Co Ltd | TSM-415NEG9RC.27 | 2023-05-12 | 2024-09-30 | Yes
Trina Solar Co Ltd | TSM-420DD15M(II) | 2022-07-25 | 2024-09-30 | Yes
Trina Solar Co Ltd | TSM-420DE09R.05 | 2023-02-21 | 2025-03-31 | Yes
Trina Solar Co Ltd | TSM-420DE09R.08 | 2023-02-21 | 2025-03-31 | Yes
Trina Solar Co Ltd | TSM-420DE09R.B5 | 2023-02-21 | 2024-09-30 | Yes
Trina Solar Co Ltd | TSM-420NEG9.28 | 2022-03-30 | 2024-09-30 | Yes
Trina Solar Co Ltd | TSM-420NEG9R.28 | 2023-02-20 | 2024-09-30 | Yes
Trina Solar Co Ltd | TSM-420NEG9RC.27 | 2023-05-12 | 2024-09-30 | Yes
Trina Solar Co Ltd | TSM-425DE09R.05 | 2023-02-21 | 2025-03-31 | Yes
Trina Solar Co Ltd | TSM-425DE09R.08 | 2023-02-21 | 2025-03-31 | Yes
Trina Solar Co Ltd | TSM-425DE09R.B5 | 2023-02-21 | 2024-09-30 | Yes
Trina Solar Co Ltd | TSM-425NEG9.28 | 2022-03-30 | 2024-09-30 | Yes
Trina Solar Co Ltd | TSM-425NEG9R.25 (IEC 61215-2021) | 2024-07-11 | 2027-07-11 | Yes
Trina Solar Co Ltd | TSM-425NEG9R.28 | 2023-02-20 | 2025-03-31 | Yes
Trina Solar Co Ltd | TSM-425NEG9R.28 (IEC 61215-2021) | 2024-02-08 | 2027-02-08 | Yes
Trina Solar Co Ltd | TSM-425NEG9RC.27 | 2023-05-12 | 2024-09-30 | Yes
Trina Solar Co Ltd | TSM-425NEG9RC.27 (IEC 61215-2021) | 2024-02-08 | 2027-02-08 | Yes
Trina Solar Co Ltd | TSM-430DE09R.08 | 2023-02-21 | 2025-03-31 | Yes
Trina Solar Co Ltd | TSM-430DE09R.B5 | 2023-02-21 | 2024-09-30 | Yes
Trina Solar Co Ltd | TSM-430NEG9R.25 (IEC 61215-2021) | 2024-07-11 | 2027-07-11 | Yes
Trina Solar Co Ltd | TSM-430NEG9R.28 | 2023-02-20 | 2025-03-31 | Yes
Trina Solar Co Ltd | TSM-430NEG9R.28 (IEC 61215-2021) | 2024-02-08 | 2027-02-08 | Yes
Trina Solar Co Ltd | TSM-430NEG9RC.27 | 2023-05-12 | 2024-09-30 | Yes
Trina Solar Co Ltd | TSM-430NEG9RC.27 (IEC 61215-2021) | 2024-02-08 | 2027-02-08 | Yes
Trina Solar Co Ltd | TSM-435DE09R.08 | 2023-02-21 | 2025-03-31 | Yes
Trina Solar Co Ltd | TSM-435DE17M(II) | 2023-02-28 | 2024-09-30 | Yes
Trina Solar Co Ltd | TSM-435NEG9R.25 (IEC 61215-2021) | 2024-07-11 | 2027-07-11 | Yes
Trina Solar Co Ltd | TSM-435NEG9R.28 | 2023-02-20 | 2025-03-31 | Yes
Trina Solar Co Ltd | TSM-435NEG9R.28 (IEC 61215-2021) | 2024-02-08 | 2027-02-08 | Yes
Trina Solar Co Ltd | TSM-435NEG9RC.27 | 2023-05-12 | 2024-09-30 | Yes
Trina Solar Co Ltd | TSM-435NEG9RC.27 (IEC 61215-2021) | 2024-02-08 | 2027-02-08 | Yes
Trina Solar Co Ltd | TSM-440DE17M(II) | 2023-02-28 | 2024-09-30 | Yes
Trina Solar Co Ltd | TSM-440NEG9R.25 (IEC 61215-2021) | 2024-07-11 | 2027-07-11 | Yes
Trina Solar Co Ltd | TSM-440NEG9R.28 | 2023-02-20 | 2025-03-31 | Yes
Trina Solar Co Ltd | TSM-440NEG9R.28 (IEC 61215-2021) | 2024-02-08 | 2027-02-08 | Yes
Trina Solar Co Ltd | TSM-440NEG9RC.27 | 2023-05-12 | 2024-09-30 | Yes
Trina Solar Co Ltd | TSM-440NEG9RC.27 (IEC 61215-2021) | 2024-02-08 | 2027-02-08 | Yes
Trina Solar Co Ltd | TSM-445DE17M(II) | 2023-02-28 | 2024-09-30 | Yes
Trina Solar Co Ltd | TSM-445NEG9R.25 (IEC 61215-2021) | 2024-07-11 | 2027-07-11 | Yes
Trina Solar Co Ltd | TSM-445NEG9R.28 | 2023-02-20 | 2025-03-31 | Yes
Trina Solar Co Ltd | TSM-445NEG9R.28 (IEC 61215-2021) | 2024-02-08 | 2027-02-08 | Yes
Trina Solar Co Ltd | TSM-445NEG9RC.27 (IEC 61215-2021) | 2024-02-08 | 2027-02-08 | Yes
Trina Solar Co Ltd | TSM-450DE17M(II) | 2023-02-28 | 2024-09-30 | Yes
Trina Solar Co Ltd | TSM-450NEG9R.25 (IEC 61215-2021) | 2024-07-11 | 2027-07-11 | Yes
Trina Solar Co Ltd | TSM-450NEG9R.28 | 2023-02-20 | 2025-03-31 | Yes
Trina Solar Co Ltd | TSM-450NEG9R.28 (IEC 61215-2021) | 2024-02-08 | 2027-02-08 | Yes
Trina Solar Co Ltd | TSM-450NEG9RC.27 (IEC 61215-2021) | 2025-03-06 | 2028-03-06 | Yes
Trina Solar Co Ltd | TSM-455DE17M(II) | 2023-02-28 | 2024-09-30 | Yes
Trina Solar Co Ltd | TSM-455NEG9R.25 (IEC 61215-2021) | 2025-03-06 | 2028-03-06 | Yes
Trina Solar Co Ltd | TSM-455NEG9R.28 (IEC 61215-2021) | 2024-02-08 | 2027-02-08 | Yes
Trina Solar Co Ltd | TSM-460DE17M(II) | 2023-02-28 | 2024-09-30 | Yes
Trina Solar Co Ltd | TSM-460NEG9R.28 (IEC 61215-2021) | 2024-09-20 | 2027-09-20 | Yes
Trina Solar Co Ltd | TSM-475NEG18R.20 (IEC 61215-2021) | 2024-01-25 | 2027-01-25 | Yes
Trina Solar Co Ltd | TSM-475NEG18R.28 (IEC 61215-2021) | 2024-01-25 | 2027-01-25 | Yes
Trina Solar Co Ltd | TSM-480DE18M(II) | 2023-02-21 | 2025-03-31 | Yes
Trina Solar Co Ltd | TSM-480NEG18R.20 (IEC 61215-2021) | 2024-01-25 | 2027-01-25 | Yes
Trina Solar Co Ltd | TSM-480NEG18R.28 (IEC 61215-2021) | 2024-01-25 | 2027-01-25 | Yes
Trina Solar Co Ltd | TSM-485DE18M(II) | 2023-02-21 | 2025-03-31 | Yes
Trina Solar Co Ltd | TSM-485NEG18R.20 (IEC 61215-2021) | 2024-01-25 | 2027-01-25 | Yes
Trina Solar Co Ltd | TSM-485NEG18R.28 (IEC 61215-2021) | 2024-01-25 | 2027-01-25 | Yes
Trina Solar Co Ltd | TSM-490DE18M(II) | 2023-02-21 | 2025-03-31 | Yes
Trina Solar Co Ltd | TSM-490DE18M.08(II) | 2023-02-21 | 2024-09-30 | Yes
Trina Solar Co Ltd | TSM-490DEG18MC.20(II) | 2023-05-12 | 2024-09-30 | Yes
Trina Solar Co Ltd | TSM-490NEG18R.20 (IEC 61215-2021) | 2024-01-25 | 2027-01-25 | Yes
Trina Solar Co Ltd | TSM-490NEG18R.25 (IEC 61215-2021) | 2025-03-06 | 2028-03-06 | Yes
Trina Solar Co Ltd | TSM-490NEG18R.28 (IEC 61215-2021) | 2024-01-25 | 2027-01-25 | Yes
Trina Solar Co Ltd | TSM-490NEG18RC.27 (IEC 61215-2021) | 2025-03-06 | 2028-03-06 | Yes
Trina Solar Co Ltd | TSM-495DE18M(II) | 2023-02-21 | 2025-03-31 | Yes
Trina Solar Co Ltd | TSM-495DE18M.08(II) | 2023-02-21 | 2024-09-30 | Yes
Trina Solar Co Ltd | TSM-495DEG18MC.20(II) | 2023-05-12 | 2024-09-30 | Yes
Trina Solar Co Ltd | TSM-495NEG18R.20 (IEC 61215-2021) | 2024-01-25 | 2027-01-25 | Yes
Trina Solar Co Ltd | TSM-495NEG18R.25 (IEC 61215-2021) | 2025-03-06 | 2028-03-06 | Yes
Trina Solar Co Ltd | TSM-495NEG18R.28 (IEC 61215-2021) | 2024-01-25 | 2027-01-25 | Yes
Trina Solar Co Ltd | TSM-495NEG18RC.27 (IEC 61215-2021) | 2025-03-06 | 2028-03-06 | Yes
Trina Solar Co Ltd | TSM-500DE18M(II) | 2023-02-21 | 2025-03-31 | Yes
Trina Solar Co Ltd | TSM-500DE18M.08(II) | 2023-02-21 | 2024-09-30 | Yes
Trina Solar Co Ltd | TSM-500DEG18MC.20(II) | 2023-05-12 | 2024-09-30 | Yes
Trina Solar Co Ltd | TSM-500NEG18R.20 (IEC 61215-2021) | 2024-01-25 | 2027-01-25 | Yes
Trina Solar Co Ltd | TSM-500NEG18R.25 (IEC 61215-2021) | 2025-03-06 | 2028-03-06 | Yes
Trina Solar Co Ltd | TSM-500NEG18R.28 (IEC 61215-2021) | 2024-01-25 | 2027-01-25 | Yes
Trina Solar Co Ltd | TSM-500NEG18RC.27 (IEC 61215-2021) | 2025-03-06 | 2028-03-06 | Yes
Trina Solar Co Ltd | TSM-505DE18M(II) | 2023-02-21 | 2025-03-31 | Yes
Trina Solar Co Ltd | TSM-505DE18M.08(II) | 2023-02-21 | 2024-09-30 | Yes
Trina Solar Co Ltd | TSM-505DEG18MC.20(II) | 2023-05-12 | 2024-09-30 | Yes
Trina Solar Co Ltd | TSM-505NEG18R.20 (IEC 61215-2021) | 2024-01-25 | 2027-01-25 | Yes
Trina Solar Co Ltd | TSM-505NEG18R.25 (IEC 61215-2021) | 2025-03-06 | 2028-03-06 | Yes
Trina Solar Co Ltd | TSM-505NEG18R.28 (IEC 61215-2021) | 2024-01-25 | 2027-01-25 | Yes
Trina Solar Co Ltd | TSM-505NEG18RC.27 (IEC 61215-2021) | 2025-03-06 | 2028-03-06 | Yes
Trina Solar Co Ltd | TSM-510DE18M(II) | 2023-02-21 | 2025-03-31 | Yes
Trina Solar Co Ltd | TSM-510DE18M.08(II) | 2023-02-21 | 2024-09-30 | Yes
Trina Solar Co Ltd | TSM-510DEG18MC.20(II) | 2023-05-12 | 2024-09-30 | Yes
Trina Solar Co Ltd | TSM-510NEG18R.20 (IEC 61215-2021) | 2024-09-20 | 2027-09-20 | Yes
Trina Solar Co Ltd | TSM-510NEG18R.25 (IEC 61215-2021) | 2025-03-06 | 2028-03-06 | Yes
Trina Solar Co Ltd | TSM-510NEG18R.28 (IEC 61215-2021) | 2024-09-20 | 2027-09-20 | Yes
Trina Solar Co Ltd | TSM-510NEG18RC.27 (IEC 61215-2021) | 2025-07-03 | 2028-07-03 | Yes
Trina Solar Co Ltd | TSM-515NEG18R.28 (IEC 61215-2021) | 2025-07-03 | 2028-07-03 | Yes
Trina Solar Co Ltd | TSM-515NEG18RC.27 (IEC 61215-2021) | 2025-07-03 | 2028-07-03 | Yes
Trina Solar Co Ltd | TSM-525DEG19C.20 | 2021-01-05 | 2024-01-05 | Yes
Trina Solar Co Ltd | TSM-530DE19 | 2023-02-28 | 2024-09-30 | Yes
Trina Solar Co Ltd | TSM-530DEG19C.20 | 2021-01-05 | 2024-01-05 | Yes
Trina Solar Co Ltd | TSM-535DE19 | 2023-02-28 | 2024-09-30 | Yes
Trina Solar Co Ltd | TSM-535DEG19C.20 | 2021-01-05 | 2024-03-30 | Yes
Trina Solar Co Ltd | TSM-540DE19 | 2023-02-28 | 2024-09-30 | Yes
Trina Solar Co Ltd | TSM-540DEG19C.20 | 2021-01-05 | 2024-09-30 | Yes
Trina Solar Co Ltd | TSM-545DE19 | 2023-02-28 | 2024-09-30 | Yes
Trina Solar Co Ltd | TSM-545DEG19C.20 | 2021-01-05 | 2024-09-30 | Yes
Trina Solar Co Ltd | TSM-550DE19 | 2023-02-28 | 2024-09-30 | Yes
Trina Solar Co Ltd | TSM-550DEG19C.20 | 2021-01-05 | 2024-09-30 | Yes
Trina Solar Co Ltd | TSM-555DE19 | 2023-02-28 | 2024-09-30 | Yes
Trina Solar Co Ltd | TSM-555DEG19C.20 | 2023-08-31 | 2024-03-30 | Yes
Trina Solar Co Ltd | TSM-555DEG19RC.20 | 2022-11-16 | 2024-09-30 | Yes
Trina Solar Co Ltd | TSM-555NEG19C.20 | 2022-03-30 | 2024-09-30 | Yes
Trina Solar Co Ltd | TSM-560DE19R | 2023-02-28 | 2024-09-30 | Yes
Trina Solar Co Ltd | TSM-560DEG19RC.20 | 2022-11-16 | 2024-09-30 | Yes
Trina Solar Co Ltd | TSM-560NEG19C.20 | 2022-03-30 | 2024-09-30 | Yes
Trina Solar Co Ltd | TSM-565DE19R | 2023-02-28 | 2024-09-30 | Yes
Trina Solar Co Ltd | TSM-565DEG19RC.20 | 2022-11-16 | 2024-09-30 | Yes
Trina Solar Co Ltd | TSM-565NEG19C.20 | 2022-03-30 | 2024-09-30 | Yes
Trina Solar Co Ltd | TSM-570DE19R | 2023-02-28 | 2024-09-30 | Yes
Trina Solar Co Ltd | TSM-570DE19R (IEC 61215-2021) | 2024-02-06 | 2027-02-06 | Yes
Trina Solar Co Ltd | TSM-570DEG19RC.20 | 2022-11-16 | 2024-09-30 | Yes
Trina Solar Co Ltd | TSM-570NEG19RC.20 | 2023-02-20 | 2024-09-30 | Yes
Trina Solar Co Ltd | TSM-575DE19R | 2023-02-28 | 2024-09-30 | Yes
Trina Solar Co Ltd | TSM-575DE19R (IEC 61215-2021) | 2024-02-06 | 2027-02-06 | Yes
Trina Solar Co Ltd | TSM-575DEG19RC.20 | 2022-11-16 | 2024-09-30 | Yes
Trina Solar Co Ltd | TSM-575NEG19RC.20 | 2023-02-20 | 2024-09-30 | Yes
Trina Solar Co Ltd | TSM-580DE19R | 2023-02-28 | 2024-09-30 | Yes
Trina Solar Co Ltd | TSM-580DE19R (IEC 61215-2021) | 2024-02-06 | 2027-02-06 | Yes
Trina Solar Co Ltd | TSM-580DEG20C.20 | 2021-01-05 | 2024-01-05 | Yes
Trina Solar Co Ltd | TSM-580NEG19RC.20 | 2023-02-20 | 2024-09-30 | Yes
Trina Solar Co Ltd | TSM-585DE20 | 2023-02-28 | 2024-09-30 | Yes
Trina Solar Co Ltd | TSM-585DEG20C.20 | 2021-01-05 | 2024-01-05 | Yes
Trina Solar Co Ltd | TSM-585NEG19RC.20 | 2023-02-20 | 2024-09-30 | Yes
Trina Solar Co Ltd | TSM-585NEG19RC.20 (IEC 61215-2021) | 2024-02-08 | 2027-02-08 | Yes
Trina Solar Co Ltd | TSM-590DE20 | 2023-02-28 | 2024-09-30 | Yes
Trina Solar Co Ltd | TSM-590DEG20C.20 | 2021-01-05 | 2024-01-05 | Yes
Trina Solar Co Ltd | TSM-590NEG19RC.20 | 2023-02-20 | 2024-09-30 | Yes
Trina Solar Co Ltd | TSM-590NEG19RC.20 (IEC 61215-2021) | 2024-02-08 | 2027-02-08 | Yes
Trina Solar Co Ltd | TSM-595DE20 | 2023-02-28 | 2024-09-30 | Yes
Trina Solar Co Ltd | TSM-595DEG20C.20 | 2021-01-05 | 2024-03-30 | Yes
Trina Solar Co Ltd | TSM-595NE19R (IEC 61215-2021) | 2024-07-11 | 2027-07-11 | Yes
Trina Solar Co Ltd | TSM-595NEG19RC.20 | 2023-02-20 | 2024-09-30 | Yes
Trina Solar Co Ltd | TSM-595NEG19RC.20 (IEC 61215-2021) | 2024-02-08 | 2027-02-08 | Yes
Trina Solar Co Ltd | TSM-600DE20 | 2023-02-28 | 2024-09-30 | Yes
Trina Solar Co Ltd | TSM-600DEG20C.20 | 2021-01-05 | 2024-03-30 | Yes
Trina Solar Co Ltd | TSM-600NE19R (IEC 61215-2021) | 2024-07-11 | 2027-07-11 | Yes
Trina Solar Co Ltd | TSM-600NEG19RC.20 | 2023-08-31 | 2024-03-30 | Yes
Trina Solar Co Ltd | TSM-600NEG19RC.20 (IEC 61215-2021) | 2024-02-08 | 2027-02-08 | Yes
Trina Solar Co Ltd | TSM-605DE20 | 2023-02-28 | 2024-09-30 | Yes
Trina Solar Co Ltd | TSM-605DEG20C.20 | 2021-01-05 | 2024-03-30 | Yes
Trina Solar Co Ltd | TSM-605NE19R (IEC 61215-2021) | 2024-07-11 | 2027-07-11 | Yes
Trina Solar Co Ltd | TSM-605NED19RC.20 (IEC 61215-2021) | 2025-07-03 | 2028-07-03 | Yes
Trina Solar Co Ltd | TSM-605NEG19RC.20 | 2023-08-31 | 2024-03-30 | Yes
Trina Solar Co Ltd | TSM-605NEG19RC.20 (IEC 61215-2021) | 2024-02-08 | 2027-02-08 | Yes
Trina Solar Co Ltd | TSM-605NEG20C.20 | 2022-03-30 | 2024-09-30 | Yes
Trina Solar Co Ltd | TSM-610NE19R (IEC 61215-2021) | 2024-07-11 | 2027-07-11 | Yes
Trina Solar Co Ltd | TSM-610NED19RC.20 (IEC 61215-2021) | 2025-07-03 | 2028-07-03 | Yes
Trina Solar Co Ltd | TSM-610NEG19RC.20 (IEC 61215-2021) | 2024-02-08 | 2027-02-08 | Yes
Trina Solar Co Ltd | TSM-610NEG20C.20 | 2022-03-30 | 2024-09-30 | Yes
Trina Solar Co Ltd | TSM-615NE19R (IEC 61215-2021) | 2024-07-11 | 2027-07-11 | Yes
Trina Solar Co Ltd | TSM-615NED19RC.20 (IEC 61215-2021) | 2025-07-03 | 2028-07-03 | Yes
Trina Solar Co Ltd | TSM-615NEG19RC.20 (IEC 61215-2021) | 2024-02-08 | 2027-02-08 | Yes
Trina Solar Co Ltd | TSM-615NEG20C.20 | 2022-03-30 | 2024-09-30 | Yes
Trina Solar Co Ltd | TSM-620NE19R (IEC 61215-2021) | 2024-07-11 | 2027-07-11 | Yes
Trina Solar Co Ltd | TSM-620NED19RC.20 (IEC 61215-2021) | 2025-07-03 | 2028-07-03 | Yes
Trina Solar Co Ltd | TSM-620NEG19RC.20 (IEC 61215-2021) | 2024-02-08 | 2027-02-08 | Yes
Trina Solar Co Ltd | TSM-620NEG20C.20 | 2022-03-30 | 2024-09-30 | Yes
Trina Solar Co Ltd | TSM-620NEG20C.20 (IEC 61215-2021) | 2024-02-08 | 2027-02-08 | Yes
Trina Solar Co Ltd | TSM-625NE19R (IEC 61215-2021) | 2024-07-11 | 2027-07-11 | Yes
Trina Solar Co Ltd | TSM-625NED19RC.20 (IEC 61215-2021) | 2025-07-03 | 2028-07-03 | Yes
Trina Solar Co Ltd | TSM-625NEG19RC.20 (IEC 61215-2021) | 2024-09-20 | 2027-09-20 | Yes
Trina Solar Co Ltd | TSM-625NEG20C.20 | 2023-08-31 | 2024-03-30 | Yes
Trina Solar Co Ltd | TSM-625NEG20C.20 (IEC 61215-2021) | 2024-02-08 | 2027-02-08 | Yes
Trina Solar Co Ltd | TSM-630NE19R (IEC 61215-2021) | 2025-03-06 | 2028-03-06 | Yes
Trina Solar Co Ltd | TSM-630NED19RC.20 (IEC 61215-2021) | 2025-07-03 | 2028-07-03 | Yes
Trina Solar Co Ltd | TSM-630NEG19RC.20 (IEC 61215-2021) | 2025-03-06 | 2028-03-06 | Yes
Trina Solar Co Ltd | TSM-630NEG20C.20 | 2023-08-31 | 2024-03-30 | Yes
Trina Solar Co Ltd | TSM-630NEG20C.20 (IEC 61215-2021) | 2024-02-08 | 2027-02-08 | Yes
Trina Solar Co Ltd | TSM-635NEG20C.20 (IEC 61215-2021) | 2024-02-08 | 2027-02-08 | Yes
Trina Solar Co Ltd | TSM-640DEG21C.20 | 2021-11-26 | 2024-03-30 | Yes
Trina Solar Co Ltd | TSM-640NEG20C.20 (IEC 61215-2021) | 2024-02-08 | 2027-02-08 | Yes
Trina Solar Co Ltd | TSM-645DE21 | 2023-02-28 | 2024-09-30 | Yes
Trina Solar Co Ltd | TSM-645DEG21C.20 | 2021-11-26 | 2024-03-30 | Yes
Trina Solar Co Ltd | TSM-645NEG20C.20 (IEC 61215-2021) | 2024-02-08 | 2027-02-08 | Yes
Trina Solar Co Ltd | TSM-650DE21 | 2023-02-28 | 2024-09-30 | Yes
Trina Solar Co Ltd | TSM-650DEG21C.20 | 2021-11-26 | 2024-09-30 | Yes
Trina Solar Co Ltd | TSM-650NEG20C.20 (IEC 61215-2021) | 2025-03-06 | 2028-03-06 | Yes
Trina Solar Co Ltd | TSM-655DE21 | 2023-02-28 | 2024-09-30 | Yes
Trina Solar Co Ltd | TSM-655DEG21C.20 | 2021-11-26 | 2024-09-30 | Yes
Trina Solar Co Ltd | TSM-655NEG20C.20 (IEC 61215-2021) | 2025-03-06 | 2028-03-06 | Yes
Trina Solar Co Ltd | TSM-660DE21 | 2023-02-28 | 2024-09-30 | Yes
Trina Solar Co Ltd | TSM-660DEG21C.20 | 2021-11-26 | 2024-09-30 | Yes
Trina Solar Co Ltd | TSM-665DE21 | 2023-02-28 | 2024-09-30 | Yes
Trina Solar Co Ltd | TSM-665DEG21C.20 | 2021-11-26 | 2024-03-30 | Yes
Trina Solar Co Ltd | TSM-665NEG21C.20 | 2022-03-30 | 2024-09-30 | Yes
Trina Solar Co Ltd | TSM-670DE21 | 2023-02-28 | 2024-09-30 | Yes
Trina Solar Co Ltd | TSM-670DEG21C.20 | 2021-11-26 | 2024-03-30 | Yes
Trina Solar Co Ltd | TSM-670NEG21C.20 | 2022-03-30 | 2024-09-30 | Yes
Trina Solar Co Ltd | TSM-675NEG21C.20 | 2022-03-30 | 2024-09-30 | Yes
Trina Solar Co Ltd | TSM-680NEG21C.20 | 2022-03-30 | 2024-09-30 | Yes
Trina Solar Co Ltd | TSM-685NEG21C.20 | 2022-03-30 | 2024-09-30 | Yes
Trina Solar Co Ltd | TSM-685NEG21C.20 (IEC 61215-2021) | 2024-02-08 | 2027-02-08 | Yes
Trina Solar Co Ltd | TSM-690NEG21C.20 | 2023-08-31 | 2024-09-30 | Yes
Trina Solar Co Ltd | TSM-690NEG21C.20 (IEC 61215-2021) | 2024-02-08 | 2027-02-08 | Yes
Trina Solar Co Ltd | TSM-695NEG21C.20 | 2023-08-31 | 2024-09-30 | Yes
Trina Solar Co Ltd | TSM-695NEG21C.20 (IEC 61215-2021) | 2024-02-08 | 2027-02-08 | Yes
Trina Solar Co Ltd | TSM-700NEG21C.20 (IEC 61215-2021) | 2024-02-08 | 2027-02-08 | Yes
Trina Solar Co Ltd | TSM-705NEG21C.20 (IEC 61215-2021) | 2024-02-08 | 2027-02-08 | Yes
Trina Solar Co Ltd | TSM-710NEG21C.20 (IEC 61215-2021) | 2024-02-08 | 2027-02-08 | Yes
Trina Solar Co Ltd | TSM-715NEG21C.20 (IEC 61215-2021) | 2024-09-20 | 2027-09-20 | Yes
Trina Solar Co Ltd | TSM-720NEG21C.20 (IEC 61215-2021) | 2024-09-20 | 2027-09-20 | Yes
Trina Solar Co Ltd | TSM-725NEG21C.20 (IEC 61215-2021) | 2024-09-20 | 2027-09-20 | Yes
VIETNAM SUNERGY JOINT STOCK COMPANY | VSUN365-120M-BB | 2021-10-26 | 2024-09-30 | Yes
VIETNAM SUNERGY JOINT STOCK COMPANY | VSUN370-120M-BB | 2021-10-26 | 2024-09-30 | Yes
VIETNAM SUNERGY JOINT STOCK COMPANY | VSUN370-120MH | 2021-10-26 | 2024-09-30 | Yes
VIETNAM SUNERGY JOINT STOCK COMPANY | VSUN370-120MH-BW | 2021-10-26 | 2024-09-30 | Yes
VIETNAM SUNERGY JOINT STOCK COMPANY | VSUN375-120MH | 2021-10-26 | 2024-09-30 | Yes
VIETNAM SUNERGY JOINT STOCK COMPANY | VSUN400-108M-BB | 2021-10-26 | 2024-09-30 | Yes
VIETNAM SUNERGY JOINT STOCK COMPANY | VSUN405-108BMH | 2021-10-26 | 2024-09-30 | Yes
VIETNAM SUNERGY JOINT STOCK COMPANY | VSUN405-108MH | 2021-10-26 | 2024-09-30 | Yes
VIETNAM SUNERGY JOINT STOCK COMPANY | VSUN405-108MH-BW | 2021-10-26 | 2024-09-30 | Yes
VIETNAM SUNERGY JOINT STOCK COMPANY | VSUN420N-108BMH-BB | 2023-10-30 | 2024-09-30 | Yes
VIETNAM SUNERGY JOINT STOCK COMPANY | VSUN420N-108BMH-DG-BB | 2023-10-30 | 2024-09-30 | Yes
VIETNAM SUNERGY JOINT STOCK COMPANY | VSUN420N-108MH-BB | 2023-10-30 | 2024-09-30 | Yes
VIETNAM SUNERGY JOINT STOCK COMPANY | VSUN425N-108BMH-BB | 2023-10-30 | 2024-09-30 | Yes
VIETNAM SUNERGY JOINT STOCK COMPANY | VSUN425N-108BMH-DG-BB | 2023-10-30 | 2024-09-30 | Yes
VIETNAM SUNERGY JOINT STOCK COMPANY | VSUN425N-108MH | 2023-10-30 | 2024-09-30 | Yes
VIETNAM SUNERGY JOINT STOCK COMPANY | VSUN425N-108MH-BB | 2023-10-30 | 2024-09-30 | Yes
VIETNAM SUNERGY JOINT STOCK COMPANY | VSUN425N-108MH-BW | 2023-10-30 | 2024-09-30 | Yes
VIETNAM SUNERGY JOINT STOCK COMPANY | VSUN430N-108BMH-BB | 2023-10-30 | 2024-09-30 | Yes
VIETNAM SUNERGY JOINT STOCK COMPANY | VSUN430N-108BMH-DG-BB | 2023-10-30 | 2024-09-30 | Yes
VIETNAM SUNERGY JOINT STOCK COMPANY | VSUN430N-108MH | 2023-10-30 | 2024-09-30 | Yes
VIETNAM SUNERGY JOINT STOCK COMPANY | VSUN430N-108MH-BB | 2023-10-30 | 2024-09-30 | Yes
VIETNAM SUNERGY JOINT STOCK COMPANY | VSUN430N-108MH-BW | 2023-10-30 | 2024-09-30 | Yes
VIETNAM SUNERGY JOINT STOCK COMPANY | VSUN445-144BMH-DG | 2021-10-26 | 2024-09-30 | Yes
VIETNAM SUNERGY JOINT STOCK COMPANY | VSUN445-144M-BB | 2021-10-26 | 2024-09-30 | Yes
VIETNAM SUNERGY JOINT STOCK COMPANY | VSUN450-144BMH-DG | 2021-10-26 | 2024-09-30 | Yes
VIETNAM SUNERGY JOINT STOCK COMPANY | VSUN450-144MH | 2021-10-26 | 2024-09-30 | Yes
VIETNAM SUNERGY JOINT STOCK COMPANY | VSUN450-144MH-BW | 2021-10-26 | 2024-09-30 | Yes
VIETNAM SUNERGY JOINT STOCK COMPANY | VSUN465N-120BMH-BB | 2023-10-30 | 2024-09-30 | Yes
VIETNAM SUNERGY JOINT STOCK COMPANY | VSUN465N-120BMH-DG-BB | 2023-10-30 | 2024-09-30 | Yes
VIETNAM SUNERGY JOINT STOCK COMPANY | VSUN465N-120MH | 2023-10-30 | 2024-09-30 | Yes
VIETNAM SUNERGY JOINT STOCK COMPANY | VSUN465N-120MH-BB | 2023-10-30 | 2024-09-30 | Yes
VIETNAM SUNERGY JOINT STOCK COMPANY | VSUN470N-120BMH-BB | 2023-10-30 | 2024-09-30 | Yes
VIETNAM SUNERGY JOINT STOCK COMPANY | VSUN470N-120BMH-DG-BB | 2023-10-30 | 2024-09-30 | Yes
VIETNAM SUNERGY JOINT STOCK COMPANY | VSUN470N-120MH | 2023-10-30 | 2024-09-30 | Yes
VIETNAM SUNERGY JOINT STOCK COMPANY | VSUN470N-120MH-BB | 2023-10-30 | 2024-09-30 | Yes
VIETNAM SUNERGY JOINT STOCK COMPANY | VSUN520N-132BMH | 2023-10-30 | 2024-09-30 | Yes
VIETNAM SUNERGY JOINT STOCK COMPANY | VSUN520N-132MH | 2023-10-30 | 2024-09-30 | Yes
VIETNAM SUNERGY JOINT STOCK COMPANY | VSUN520N-132MH-BB | 2023-10-30 | 2024-09-30 | Yes
VIETNAM SUNERGY JOINT STOCK COMPANY | VSUN525N-132BMH | 2023-10-30 | 2024-09-30 | Yes
VIETNAM SUNERGY JOINT STOCK COMPANY | VSUN525N-132MH | 2023-10-30 | 2024-09-30 | Yes
VIETNAM SUNERGY JOINT STOCK COMPANY | VSUN525N-132MH-BB | 2023-10-30 | 2024-09-30 | Yes
VIETNAM SUNERGY JOINT STOCK COMPANY | VSUN535-144BMH-DG | 2021-10-26 | 2024-09-30 | Yes
VIETNAM SUNERGY JOINT STOCK COMPANY | VSUN540-144BMH | 2021-10-26 | 2024-09-30 | Yes
VIETNAM SUNERGY JOINT STOCK COMPANY | VSUN540-144BMH-DG | 2021-10-26 | 2024-09-30 | Yes
VIETNAM SUNERGY JOINT STOCK COMPANY | VSUN540-144MH | 2021-10-26 | 2024-09-30 | Yes
VIETNAM SUNERGY JOINT STOCK COMPANY | VSUN545-144BMH | 2021-10-26 | 2024-09-30 | Yes
VIETNAM SUNERGY JOINT STOCK COMPANY | VSUN545-144MH | 2021-10-26 | 2024-09-30 | Yes
VIETNAM SUNERGY JOINT STOCK COMPANY | VSUN550-144BMH | 2023-10-30 | 2024-09-30 | Yes
VIETNAM SUNERGY JOINT STOCK COMPANY | VSUN550-144BMH-DG | 2023-10-30 | 2024-09-30 | Yes
VIETNAM SUNERGY JOINT STOCK COMPANY | VSUN550-144MH | 2023-10-30 | 2024-09-30 | Yes
VIETNAM SUNERGY JOINT STOCK COMPANY | VSUN570N-144BMH | 2023-10-30 | 2024-09-30 | Yes
VIETNAM SUNERGY JOINT STOCK COMPANY | VSUN570N-144BMH-DG | 2023-10-30 | 2024-09-30 | Yes
VIETNAM SUNERGY JOINT STOCK COMPANY | VSUN570N-144MH | 2023-10-30 | 2024-09-30 | Yes
VIETNAM SUNERGY JOINT STOCK COMPANY | VSUN575N-144BMH | 2023-10-30 | 2024-09-30 | Yes
VIETNAM SUNERGY JOINT STOCK COMPANY | VSUN575N-144BMH-DG | 2023-10-30 | 2024-09-30 | Yes
VIETNAM SUNERGY JOINT STOCK COMPANY | VSUN575N-144MH | 2023-10-30 | 2024-09-30 | Yes
VIETNAM SUNERGY JOINT STOCK COMPANY | VSUN605-120BMH-DG | 2023-10-30 | 2024-09-30 | Yes
VIETNAM SUNERGY JOINT STOCK COMPANY | VSUN610-120BMH-DG | 2023-10-30 | 2024-09-30 | Yes
VIETNAM SUNERGY JOINT STOCK COMPANY | VSUN665-132BMH-DG | 2023-10-30 | 2024-09-30 | Yes
VIETNAM SUNERGY JOINT STOCK COMPANY | VSUN670-132BMH-DG | 2023-10-30 | 2024-09-30 | Yes
Viridian Concepts Limited | Clearline PV16-335 | 2021-04-13 | 2025-03-31 | Yes
Viridian Concepts Limited | Clearline PV16-340 | 2021-04-13 | 2024-09-30 | Yes
Viridian Concepts Limited | Clearline PV16-345 | 2021-04-13 | 2024-09-30 | Yes
Viridian Concepts Limited | Clearline PV16-350 | 2021-04-13 | 2024-09-30 | Yes
Viridian Solar Limited | Clearline PV16-400 | 2023-08-28 | 2024-09-30 | Yes
Viridian Solar Limited | Clearline PV16-405 | 2023-08-28 | 2025-03-31 | Yes
Viridian Solar Limited | Clearline PV16-405 (IEC 61215-2021) | 2025-08-19 | 2028-08-19 | Yes
Viridian Solar Limited | Clearline PV16-410 | 2023-08-28 | 2024-09-30 | Yes
Viridian Solar Limited | Clearline PV16-415 | 2023-08-28 | 2024-09-30 | Yes
Volt Solar Tile Pty Ltd | VOLT100LDG34 | 2022-10-25 | 2025-03-31 | Yes
Volt Solar Tile Pty Ltd | VOLT100PLM38 | 2022-10-25 | 2025-03-31 | Yes
Volt Solar Tile Pty Ltd | VOLT105LDG34 | 2022-10-25 | 2025-03-31 | Yes
Volt Solar Tile Pty Ltd | VOLT105PLM38 | 2022-10-25 | 2025-03-31 | Yes
Volt Solar Tile Pty Ltd | VOLT110PLM38 | 2022-10-25 | 2025-03-31 | Yes
Volt Solar Tile Pty Ltd | VOLT115PLM38 | 2022-10-25 | 2025-03-31 | Yes
Volt Solar Tile Pty Ltd | VOLT90LDG34 | 2022-10-25 | 2025-03-31 | Yes
Volt Solar Tile Pty Ltd | VOLT95LDG34 | 2022-10-25 | 2025-03-31 | Yes
Win Win Precision Technology Co Ltd | WSP-310M6 (60 cell) | 2021-02-01 | 2024-02-01 | Yes
Win Win Precision Technology Co Ltd | WSP-320MX (60 cell) | 2021-02-01 | 2024-02-01 | Yes
Win Win Precision Technology Co Ltd | WSP-330MX (60 cell) | 2021-02-01 | 2024-02-01 | Yes
Win Win Precision Technology Co Ltd | WSP-333MG (108 Cell) | 2021-02-01 | 2024-02-01 | Yes
Win Win Precision Technology Co Ltd | WSP-340MX (60 cell) | 2021-02-01 | 2024-02-01 | Yes
Win Win Precision Technology Co Ltd | WSP-360MG (120 Cell) | 2021-02-01 | 2024-02-01 | Yes
Win Win Precision Technology Co Ltd | WSP-365MG (120 Cell) | 2021-02-01 | 2024-02-01 | Yes
Win Win Precision Technology Co Ltd | WSP-370MG (120 Cell) | 2021-02-01 | 2024-02-01 | Yes
Win Win Precision Technology Co Ltd | WSP-375MG (120 Cell) | 2021-02-01 | 2024-02-01 | Yes
Win Win Precision Technology Co Ltd | WSP-380MG (120 Cell) | 2021-02-01 | 2024-02-01 | Yes
Win Win Precision Technology Co Ltd | WST-310M6 (60 Cell) | 2021-02-01 | 2024-02-01 | Yes
Win Win Precision Technology Co Ltd | WST-325M6 (60 Cell) | 2021-02-01 | 2024-02-01 | Yes
Win Win Precision Technology Co Ltd | WST-330M6 (60 Cell) | 2021-02-01 | 2024-02-01 | Yes
Win Win Precision Technology Co Ltd | WST-333MG (108 Cell) | 2021-02-01 | 2024-02-01 | Yes
Win Win Precision Technology Co Ltd | WST-335M6 (60 Cell) | 2021-02-01 | 2024-02-01 | Yes
Win Win Precision Technology Co Ltd | WST-360MG (120 Cell) | 2021-02-01 | 2024-02-01 | Yes
Win Win Precision Technology Co Ltd | WST-365MG (120 Cell) | 2021-02-01 | 2024-02-01 | Yes
Win Win Precision Technology Co Ltd | WST-370MG (120 Cell) | 2021-02-01 | 2024-02-01 | Yes
Win Win Precision Technology Co Ltd | WST-375MG (120 Cell) | 2021-02-01 | 2024-02-01 | Yes
Win Win Precision Technology Co Ltd | WST-380MG (120 Cell) | 2021-02-01 | 2024-02-01 | Yes
Win Win Precision Technology Co Ltd | WST-400MGX-P3 | 2022-08-24 | 2024-09-30 | Yes
Win Win Precision Technology Co Ltd | WST-405MGX-P3 | 2022-08-24 | 2024-09-30 | Yes
Win Win Precision Technology Co Ltd | WST-410MGX-P3 | 2022-08-24 | 2024-09-30 | Yes
Win Win Precision Technology Co Ltd | WST-415MGX-P3 | 2022-08-24 | 2024-09-30 | Yes
Win Win Precision Technology Co Ltd | WST-420NGXB-D3 | 2023-06-28 | 2024-09-30 | Yes
Win Win Precision Technology Co Ltd | WST-425NGXB-D3 | 2023-06-28 | 2025-03-31 | Yes
Win Win Precision Technology Co Ltd | WST-425NGXB-D3 (IEC 61215-2021) | 2024-08-09 | 2027-08-09 | Yes
Win Win Precision Technology Co Ltd | WST-430NGXB-D3 | 2023-06-28 | 2025-03-31 | Yes
Win Win Precision Technology Co Ltd | WST-430NGXB-D3 (IEC 61215-2021) | 2024-08-09 | 2027-08-09 | Yes
Win Win Precision Technology Co Ltd | WST-430NGX-D3 | 2023-06-28 | 2025-03-31 | Yes
Win Win Precision Technology Co Ltd | WST-430NGX-D3 (IEC 61215-2021) | 2024-08-09 | 2027-08-09 | Yes
Win Win Precision Technology Co Ltd | WST-435NGXB-D3 (IEC 61215-2021) | 2024-08-09 | 2027-08-09 | Yes
Win Win Precision Technology Co Ltd | WST-435NGX-D3 | 2023-06-28 | 2025-03-31 | Yes
Win Win Precision Technology Co Ltd | WST-435NGX-D3 (IEC 61215-2021) | 2024-08-09 | 2027-08-09 | Yes
Win Win Precision Technology Co Ltd | WST-440NGXB-D3 (IEC 61215-2021) | 2024-08-09 | 2027-08-09 | Yes
Win Win Precision Technology Co Ltd | WST-440NGX-D3 (IEC 61215-2021) | 2024-08-09 | 2027-08-09 | Yes
Win Win Precision Technology Co Ltd | WST-445NGXB-D3 (IEC 61215-2021) | 2024-08-09 | 2027-08-09 | Yes
Win Win Precision Technology Co Ltd | WST-445NGX-D3 (IEC 61215-2021) | 2024-08-09 | 2027-08-09 | Yes
Win Win Precision Technology Co Ltd | WST-450NCX48-BW (IEC 61215-2021) | 2025-09-11 | 2028-09-11 | Yes
Win Win Precision Technology Co Ltd | WST-450NGXB-D3 (IEC 61215-2021) | 2024-08-09 | 2027-08-09 | Yes
Win Win Precision Technology Co Ltd | WST-450NGX-D3 (IEC 61215-2021) | 2024-08-09 | 2027-08-09 | Yes
Win Win Precision Technology Co Ltd | WST-455NCX48-BW (IEC 61215-2021) | 2025-09-11 | 2028-09-11 | Yes
Win Win Precision Technology Co Ltd | WST-460NCX48-AW (IEC 61215-2021) | 2025-09-11 | 2028-09-11 | Yes
Win Win Precision Technology Co Ltd | WST-460NCX48-BW (IEC 61215-2021) | 2025-09-11 | 2028-09-11 | Yes
Win Win Precision Technology Co Ltd | WST-465NCX48-AW (IEC 61215-2021) | 2025-09-11 | 2028-09-11 | Yes
Win Win Precision Technology Co Ltd | WST-465NCX48-BW (IEC 61215-2021) | 2025-09-11 | 2028-09-11 | Yes
Win Win Precision Technology Co Ltd | WST-475BDX54-A2 (IEC 61215-2021) | 2025-08-27 | 2028-08-27 | Yes
Win Win Precision Technology Co Ltd | WST-475BDX54-B2 (IEC 61215-2021) | 2025-08-27 | 2028-08-27 | Yes
Win Win Precision Technology Co Ltd | WST-480BDX54-A2 (IEC 61215-2021) | 2025-08-27 | 2028-08-27 | Yes
Win Win Precision Technology Co Ltd | WST-480BDX54-B2 (IEC 61215-2021) | 2025-08-27 | 2028-08-27 | Yes
Win Win Precision Technology Co Ltd | WST-485BDX54-A2 (IEC 61215-2021) | 2025-08-27 | 2028-08-27 | Yes
Win Win Precision Technology Co Ltd | WST-485BDX54-B2 (IEC 61215-2021) | 2025-08-27 | 2028-08-27 | Yes
Win Win Precision Technology Co Ltd | WST-490BDX54-A2 (IEC 61215-2021) | 2025-08-27 | 2028-08-27 | Yes
Win Win Precision Technology Co Ltd | WST-490BDX54-B2 (IEC 61215-2021) | 2025-08-27 | 2028-08-27 | Yes
Win Win Precision Technology Co Ltd | WST-495BDX54-A2 (IEC 61215-2021) | 2025-08-27 | 2028-08-27 | Yes
Win Win Precision Technology Co Ltd | WST-495BDX54-B2 (IEC 61215-2021) | 2025-08-27 | 2028-08-27 | Yes
Win Win Precision Technology Co Ltd | WST-500BDX54-A2 (IEC 61215-2021) | 2025-08-27 | 2028-08-27 | Yes
Win Win Precision Technology Co Ltd | WST-500BDX54-B2 (IEC 61215-2021) | 2025-08-27 | 2028-08-27 | Yes
Win Win Precision Technology Co Ltd | WST-510NHX54-A4 (IEC 61215-2021) | 2025-03-21 | 2028-03-21 | Yes
Win Win Precision Technology Co Ltd | WST-515NCX54-AW (IEC 61215-2021) | 2025-09-11 | 2028-09-11 | Yes
Win Win Precision Technology Co Ltd | WST-515NHX54-A4 (IEC 61215-2021) | 2025-03-21 | 2028-03-21 | Yes
Win Win Precision Technology Co Ltd | WST-520NCX54-AW (IEC 61215-2021) | 2025-09-11 | 2028-09-11 | Yes
Win Win Precision Technology Co Ltd | WST-520NGX-D3 | 2023-06-28 | 2024-09-30 | Yes
Win Win Precision Technology Co Ltd | WST-525NGX-D3 | 2023-06-28 | 2025-03-31 | Yes
Win Win Precision Technology Co Ltd | WST-525NGX-D3 (IEC 61215-2021) | 2024-08-09 | 2027-08-09 | Yes
Win Win Precision Technology Co Ltd | WST-530NGX-D3 | 2023-06-28 | 2025-03-31 | Yes
Win Win Precision Technology Co Ltd | WST-530NGX-D3 (IEC 61215-2021) | 2024-08-09 | 2027-08-09 | Yes
Win Win Precision Technology Co Ltd | WST-535NGX-D3 | 2023-06-28 | 2024-09-30 | Yes
Win Win Precision Technology Co Ltd | WST-535NGX-D3 (IEC 61215-2021) | 2024-08-09 | 2027-08-09 | Yes
Win Win Precision Technology Co Ltd | WST-540NGX-D3 (IEC 61215-2021) | 2024-08-09 | 2027-08-09 | Yes
Win Win Precision Technology Co Ltd | WST-585NGX72-A7 (IEC 61215-2021) | 2024-08-09 | 2027-08-09 | Yes
Win Win Precision Technology Co Ltd | WST-625NHX66-A4 (IEC 61215-2021) | 2025-03-21 | 2028-03-21 | Yes
Win Win Precision Technology Co Ltd | WST-630NHX66-A4 (IEC 61215-2021) | 2025-03-21 | 2028-03-21 | Yes
Wujun Chongqing Solar Co Ltd | WJM72D30-540/10BH | 2024-02-02 | 2024-09-30 | Yes
Wujun Chongqing Solar Co Ltd | WJM72D30-545/10BH | 2024-02-02 | 2024-09-30 | Yes
Wujun Chongqing Solar Co Ltd | WJM72D30-550/10BH | 2024-02-02 | 2024-09-30 | Yes
Wujun Chongqing Solar Co Ltd | WJM72D30-555/10BH | 2024-02-02 | 2024-09-30 | Yes
Wujun Chongqing Solar Co Ltd | WJM72D30-560/10BH | 2024-02-02 | 2024-09-30 | Yes
Wujun Chongqing Solar Co Ltd | WJM72S30-540/10BH | 2024-02-02 | 2024-09-30 | Yes
Wujun Chongqing Solar Co Ltd | WJM72S30-545/10BH | 2024-02-02 | 2024-09-30 | Yes
Wujun Chongqing Solar Co Ltd | WJM72S30-550/10BH | 2024-02-02 | 2024-09-30 | Yes
Wujun Chongqing Solar Co Ltd | WJM72S30-555/10BH | 2024-02-02 | 2024-09-30 | Yes
Wujun Chongqing Solar Co Ltd | WJM72S30-560/10BH | 2024-02-02 | 2024-09-30 | Yes
Wujun Chongqing Solar Co Ltd | WJM78D30-580/10BH | 2024-02-02 | 2024-09-30 | Yes
Wujun Chongqing Solar Co Ltd | WJM78D30-585/10BH | 2024-02-02 | 2024-09-30 | Yes
Wujun Chongqing Solar Co Ltd | WJM78D30-590/10BH | 2024-02-02 | 2024-09-30 | Yes
Wujun Chongqing Solar Co Ltd | WJM78D30-595/10BH | 2024-02-02 | 2024-09-30 | Yes
Wujun Chongqing Solar Co Ltd | WJM78D30-600/10BH | 2024-02-02 | 2024-09-30 | Yes
Wujun Chongqing Solar Co Ltd | WJM78S30-580/10BH | 2024-02-02 | 2024-09-30 | Yes
Wujun Chongqing Solar Co Ltd | WJM78S30-585/10BH | 2024-02-02 | 2024-09-30 | Yes
Wujun Chongqing Solar Co Ltd | WJM78S30-590/10BH | 2024-02-02 | 2024-09-30 | Yes
Wujun Chongqing Solar Co Ltd | WJM78S30-595/10BH | 2024-02-02 | 2024-09-30 | Yes
Wujun Chongqing Solar Co Ltd | WJM78S30-600/10BH | 2024-02-02 | 2024-09-30 | Yes
Wuxi City Heguang New Energy Technology Co Ltd | HGT-S108/M10H-410 | 2023-07-04 | 2024-09-30 | Yes
Wuxi City Heguang New Energy Technology Co Ltd | HGT-S108/M10H-415 | 2023-07-04 | 2024-09-30 | Yes
Wuxi City Heguang New Energy Technology Co Ltd | HGT-S108/M10H-420 | 2023-07-04 | 2024-09-30 | Yes
Wuxi City Heguang New Energy Technology Co Ltd | HGT-S108/M10Hb-400 | 2023-07-04 | 2024-09-30 | Yes
Wuxi City Heguang New Energy Technology Co Ltd | HGT-S108/M10Hb-405 | 2023-07-04 | 2024-09-30 | Yes
Wuxi City Heguang New Energy Technology Co Ltd | HGT-S120/FNH-330-HV | 2021-06-01 | 2024-09-30 | Yes
Wuxi City Heguang New Energy Technology Co Ltd | HGT-S120/FNH-335-HV | 2021-06-01 | 2024-09-30 | Yes
Wuxi City Heguang New Energy Technology Co Ltd | HGT-S120/FNH-340-HV | 2021-06-01 | 2024-09-30 | Yes
Wuxi City Heguang New Energy Technology Co Ltd | HGT-S120/FNH-345-HV | 2021-06-01 | 2024-09-30 | Yes
Wuxi City Heguang New Energy Technology Co Ltd | HGT-S120/FNH-350-HV | 2021-06-01 | 2024-09-30 | Yes
Wuxi City Heguang New Energy Technology Co Ltd | HGT-S120/M10H-440 | 2023-07-04 | 2024-09-30 | Yes
Wuxi City Heguang New Energy Technology Co Ltd | HGT-S120/M10H-445 | 2023-07-04 | 2024-09-30 | Yes
Wuxi City Heguang New Energy Technology Co Ltd | HGT-S120/M10H-450 | 2023-07-04 | 2024-09-30 | Yes
Wuxi City Heguang New Energy Technology Co Ltd | HGT-S120/M10Hb-440 | 2023-07-04 | 2024-09-30 | Yes
Wuxi City Heguang New Energy Technology Co Ltd | HGT-S120/M10Hb-445 | 2023-07-04 | 2024-09-30 | Yes
Wuxi City Heguang New Energy Technology Co Ltd | HGT-S120/M10Hb-450 | 2023-07-04 | 2024-09-30 | Yes
Wuxi City Heguang New Energy Technology Co Ltd | HGT-S120/M6H-360 | 2021-06-01 | 2024-09-30 | Yes
Wuxi City Heguang New Energy Technology Co Ltd | HGT-S120/M6H-365 | 2021-06-01 | 2024-09-30 | Yes
Wuxi City Heguang New Energy Technology Co Ltd | HGT-S120/M6H-370 | 2023-07-04 | 2024-09-30 | Yes
Wuxi City Heguang New Energy Technology Co Ltd | HGT-S120/M6H-375 | 2023-07-04 | 2024-09-30 | Yes
Wuxi City Heguang New Energy Technology Co Ltd | HGT-S120/M6H-380 | 2023-07-04 | 2024-09-30 | Yes
Wuxi City Heguang New Energy Technology Co Ltd | HGT-S132/M12H-660 | 2023-07-04 | 2024-09-30 | Yes
Wuxi City Heguang New Energy Technology Co Ltd | HGT-S132/M12H-665 | 2023-07-04 | 2024-09-30 | Yes
Wuxi City Heguang New Energy Technology Co Ltd | HGT-S132/M12H-670 | 2023-07-04 | 2024-09-30 | Yes
Wuxi City Heguang New Energy Technology Co Ltd | HGT-S144/FNH-400-HV | 2021-06-01 | 2024-09-30 | Yes
Wuxi City Heguang New Energy Technology Co Ltd | HGT-S144/FNH-405-HV | 2021-06-01 | 2024-09-30 | Yes
Wuxi City Heguang New Energy Technology Co Ltd | HGT-S144/FNH-410-HV | 2021-06-01 | 2024-09-30 | Yes
Wuxi City Heguang New Energy Technology Co Ltd | HGT-S144/FNH-415-HV | 2021-06-01 | 2024-09-30 | Yes
Wuxi City Heguang New Energy Technology Co Ltd | HGT-S144/FNH-420-HV | 2021-06-01 | 2024-09-30 | Yes
Wuxi City Heguang New Energy Technology Co Ltd | HGT-S144/M6H-440 | 2021-06-01 | 2024-09-30 | Yes
Wuxi City Heguang New Energy Technology Co Ltd | HGT-S144/M6H-445 | 2021-06-01 | 2024-09-30 | Yes
Wuxi City Heguang New Energy Technology Co Ltd | HGT-S144/M6H-450 | 2021-06-01 | 2024-09-30 | Yes
Wuxi City Heguang New Energy Technology Co Ltd | HGT-S144/M6H-455 | 2021-06-01 | 2024-09-30 | Yes
Wuxi City Heguang New Energy Technology Co Ltd | HGT-S144/M6H-460 | 2021-06-01 | 2024-09-30 | Yes
Wuxi EVO New Energy Tech Co Ltd | SFG-1010-090-430 | 2024-05-16 | 2024-09-30 | Yes
Wuxi EVO New Energy Tech Co Ltd | SFG-1010-104-480 | 2024-05-16 | 2024-09-30 | Yes
Wuxi EVO New Energy Tech Co Ltd | SFG-1010-104-500 | 2024-05-16 | 2024-09-30 | Yes
Wuxi EVO New Energy Tech Co Ltd | SFG-1010-48-215 | 2024-05-16 | 2024-09-30 | Yes
Wuxi EVO New Energy Tech Co Ltd | SFG-44-090-430 | 2024-05-16 | 2024-09-30 | Yes
Wuxi EVO New Energy Tech Co Ltd | SFG-44-104-480 | 2024-05-16 | 2024-09-30 | Yes
Wuxi EVO New Energy Tech Co Ltd | SFG-44-104-500 | 2024-05-16 | 2024-09-30 | Yes
Wuxi EVO New Energy Tech Co Ltd | SFG-44-48-215 | 2024-05-16 | 2024-09-30 | Yes
Wuxi EVO New Energy Tech Co Ltd | SFG-55-090-430 | 2024-05-16 | 2024-09-30 | Yes
Wuxi EVO New Energy Tech Co Ltd | SFG-55-104-480 | 2024-05-16 | 2024-09-30 | Yes
Wuxi EVO New Energy Tech Co Ltd | SFG-55-104-500 | 2024-05-16 | 2024-09-30 | Yes
Wuxi EVO New Energy Tech Co Ltd | SFG-55-48-215 | 2024-05-16 | 2024-09-30 | Yes
Wuxi EVO New Energy Tech Co Ltd | SFG-66-090-430 | 2024-05-16 | 2024-09-30 | Yes
Wuxi EVO New Energy Tech Co Ltd | SFG-66-104-480 | 2024-05-16 | 2024-09-30 | Yes
Wuxi EVO New Energy Tech Co Ltd | SFG-66-104-500 | 2024-05-16 | 2024-09-30 | Yes
Wuxi EVO New Energy Tech Co Ltd | SFG-66-48-215 | 2024-05-16 | 2024-09-30 | Yes
Wuxi EVO New Energy Tech Co Ltd | SFG-88-090-430 | 2024-05-16 | 2024-09-30 | Yes
Wuxi EVO New Energy Tech Co Ltd | SFG-88-104-480 | 2024-05-16 | 2024-09-30 | Yes
Wuxi EVO New Energy Tech Co Ltd | SFG-88-104-500 | 2024-05-16 | 2024-09-30 | Yes
Wuxi EVO New Energy Tech Co Ltd | SFG-88-48-215 | 2024-05-16 | 2024-09-30 | Yes
Wuxi Sunket New Energy Technology Co Ltd | SKT370M6 | 2021-09-14 | 2024-08-28 | Yes
Wuxi Sunket New Energy Technology Co Ltd | SKT375M6 | 2021-09-14 | 2024-08-28 | Yes
Wuxi Sunket New Energy Technology Co Ltd | SKT380M6 | 2021-09-14 | 2024-08-28 | Yes
Wuxi Sunket New Energy Technology Co Ltd | SKT400M10 | 2021-09-14 | 2024-08-28 | Yes
Wuxi Sunket New Energy Technology Co Ltd | SKT405M10 | 2021-09-14 | 2024-08-28 | Yes
Wuxi Sunket New Energy Technology Co Ltd | SKT410M10 | 2021-09-14 | 2024-08-28 | Yes
Wuxi Sunket New Energy Technology Co Ltd | SKT415M10 | 2021-09-14 | 2024-08-28 | Yes
Wuxi Sunket New Energy Technology Co Ltd | SKT450M10 | 2021-09-14 | 2024-08-28 | Yes
Wuxi Sunket New Energy Technology Co Ltd | SKT450M6 | 2021-09-14 | 2024-08-28 | Yes
Wuxi Sunket New Energy Technology Co Ltd | SKT455M10 | 2021-09-14 | 2024-08-28 | Yes
Wuxi Sunket New Energy Technology Co Ltd | SKT460M10 | 2021-09-14 | 2024-08-28 | Yes
Wuxi Sunket New Energy Technology Co Ltd | SKT460M6 | 2021-09-14 | 2024-08-28 | Yes
Wuxi Sunket New Energy Technology Co Ltd | SKT465M10 | 2021-09-14 | 2024-08-28 | Yes
Wuxi Sunket New Energy Technology Co Ltd | SKT465M6 | 2021-09-14 | 2024-08-28 | Yes
Wuxi Sunket New Energy Technology Co Ltd | SKT500M10 | 2021-09-14 | 2024-08-28 | Yes
Wuxi Sunket New Energy Technology Co Ltd | SKT510M10 | 2021-09-14 | 2024-08-28 | Yes
Wuxi Sunket New Energy Technology Co Ltd | SKT540M10 | 2021-09-14 | 2024-08-28 | Yes
Wuxi Sunket New Energy Technology Co Ltd | SKT550M10 | 2021-09-14 | 2024-08-28 | Yes
Wuxi Sunket New Energy Technology Co Ltd | SKT600M10 | 2021-09-14 | 2024-08-28 | Yes
Wuxi Sunket New Energy Technology Co Ltd | SKT605M10 | 2021-09-14 | 2024-08-28 | Yes
Wuxi Suntech Power Co Ltd | STP365S-B60/Wnhb | 2021-04-27 | 2024-09-30 | Yes
Wuxi Suntech Power Co Ltd | STP370S-B60/Wnhb | 2021-04-27 | 2024-09-30 | Yes
Wuxi Suntech Power Co Ltd | STP390S-C54/Umhb | 2021-04-27 | 2024-09-30 | Yes
Wuxi Suntech Power Co Ltd | STP390S-C54/Umhm | 2021-04-27 | 2024-09-30 | Yes
Wuxi Suntech Power Co Ltd | STP395S-C54/Umhb | 2021-04-27 | 2024-09-30 | Yes
Wuxi Suntech Power Co Ltd | STP395S-C54/Umhm | 2021-04-27 | 2024-09-30 | Yes
Wuxi Suntech Power Co Ltd | STP400S-C54/Umh | 2021-04-27 | 2024-09-30 | Yes
Wuxi Suntech Power Co Ltd | STP400S-C54/Umhb | 2021-04-27 | 2024-09-30 | Yes
Wuxi Suntech Power Co Ltd | STP400S-C54/Umhm | 2021-04-27 | 2024-09-30 | Yes
Wuxi Suntech Power Co Ltd | STP405S-C54/Umh | 2021-04-27 | 2024-09-30 | Yes
Wuxi Suntech Power Co Ltd | STP405S-C54/Umhb | 2021-04-27 | 2024-09-30 | Yes
Wuxi Suntech Power Co Ltd | STP405S-C54/Umhm | 2021-04-27 | 2024-09-30 | Yes
Wuxi Suntech Power Co Ltd | STP410S-C54/Umh | 2021-04-27 | 2024-09-30 | Yes
Wuxi Suntech Power Co Ltd | STP410S-C54/Umhb | 2021-04-27 | 2024-09-30 | Yes
Wuxi Suntech Power Co Ltd | STP410S-C54/Umhm | 2021-04-27 | 2024-09-30 | Yes
Wuxi Suntech Power Co Ltd | STP415S-C54/Nshb | 2023-03-16 | 2024-09-30 | Yes
Wuxi Suntech Power Co Ltd | STP415S-C54/Nshb+ | 2023-03-16 | 2024-09-30 | Yes
Wuxi Suntech Power Co Ltd | STP415S-C54/Nshm | 2023-03-16 | 2025-03-31 | Yes
Wuxi Suntech Power Co Ltd | STP415S-C54/Nshm (IEC 61215-2021) | 2024-09-04 | 2027-09-04 | Yes
Wuxi Suntech Power Co Ltd | STP415S-C54/Umh | 2022-06-24 | 2024-09-30 | Yes
Wuxi Suntech Power Co Ltd | STP415S-C54/Umhb | 2023-11-03 | 2025-03-31 | Yes
Wuxi Suntech Power Co Ltd | STP415S-C54/Umhm | 2022-06-24 | 2025-03-31 | Yes
Wuxi Suntech Power Co Ltd | STP415S-C54/Umhm (IEC 61215-2021) | 2024-09-04 | 2027-09-04 | Yes
Wuxi Suntech Power Co Ltd | STP420S-C54/Nshb | 2023-03-16 | 2024-09-30 | Yes
Wuxi Suntech Power Co Ltd | STP420S-C54/Nshb+ | 2023-03-16 | 2024-09-30 | Yes
Wuxi Suntech Power Co Ltd | STP420S-C54/Nshkm+ | 2024-03-28 | 2024-09-30 | Yes
Wuxi Suntech Power Co Ltd | STP420S-C54/Nshm | 2023-03-16 | 2024-09-30 | Yes
Wuxi Suntech Power Co Ltd | STP420S-C54/Nshtb+ | 2024-03-28 | 2024-09-30 | Yes
Wuxi Suntech Power Co Ltd | STP420S-C54/Umh | 2022-06-24 | 2024-09-30 | Yes
Wuxi Suntech Power Co Ltd | STP420S-C54/Umhm | 2022-06-24 | 2024-09-30 | Yes
Wuxi Suntech Power Co Ltd | STP425S-C54/Nshb | 2023-03-16 | 2024-09-30 | Yes
Wuxi Suntech Power Co Ltd | STP425S-C54/Nshb+ | 2023-03-16 | 2024-09-30 | Yes
Wuxi Suntech Power Co Ltd | STP425S-C54/Nshkm+ | 2024-03-28 | 2024-09-30 | Yes
Wuxi Suntech Power Co Ltd | STP425S-C54/Nshm | 2023-03-16 | 2024-09-30 | Yes
Wuxi Suntech Power Co Ltd | STP425S-C54/Nshtb+ | 2024-03-28 | 2024-09-30 | Yes
Wuxi Suntech Power Co Ltd | STP425S-C54/Umh | 2022-06-24 | 2024-09-30 | Yes
Wuxi Suntech Power Co Ltd | STP425S-C54/Umhm | 2022-06-24 | 2024-09-30 | Yes
Wuxi Suntech Power Co Ltd | STP430S-C54/Nshb | 2023-03-16 | 2025-03-31 | Yes
Wuxi Suntech Power Co Ltd | STP430S-C54/Nshb+ | 2023-03-16 | 2024-09-30 | Yes
Wuxi Suntech Power Co Ltd | STP430S-C54/Nshkm+ | 2024-03-28 | 2024-09-30 | Yes
Wuxi Suntech Power Co Ltd | STP430S-C54/Nshm | 2023-03-16 | 2025-03-31 | Yes
Wuxi Suntech Power Co Ltd | STP430S-C54/Nshtb+ | 2024-03-28 | 2024-09-30 | Yes
Wuxi Suntech Power Co Ltd | STP430S-C54/Umh | 2022-06-24 | 2025-03-31 | Yes
Wuxi Suntech Power Co Ltd | STP430S-C54/Umhm | 2022-06-24 | 2024-09-30 | Yes
Wuxi Suntech Power Co Ltd | STP435S-C54/Nshb | 2023-04-12 | 2024-09-30 | Yes
Wuxi Suntech Power Co Ltd | STP435S-C54/Nshb (IEC 61215-2021) | 2024-09-04 | 2027-09-04 | Yes
Wuxi Suntech Power Co Ltd | STP435S-C54/Nshb+ | 2023-04-03 | 2024-09-30 | Yes
Wuxi Suntech Power Co Ltd | STP435S-C54/Nshkm+ | 2024-03-28 | 2024-09-30 | Yes
Wuxi Suntech Power Co Ltd | STP435S-C54/Nshm | 2023-04-12 | 2024-09-30 | Yes
Wuxi Suntech Power Co Ltd | STP435S-C54/Nshtb+ | 2024-03-28 | 2024-09-30 | Yes
Wuxi Suntech Power Co Ltd | STP435S-C54/Nshtb+ (IEC 61215-2021) | 2024-09-04 | 2027-09-04 | Yes
Wuxi Suntech Power Co Ltd | STP435S-C54/Umhm | 2022-06-24 | 2024-09-30 | Yes
Wuxi Suntech Power Co Ltd | STP440S-C54/Nshb | 2024-03-26 | 2025-03-31 | Yes
Wuxi Suntech Power Co Ltd | STP440S-C54/Nshb (IEC 61215-2021) | 2024-09-04 | 2027-09-04 | Yes
Wuxi Suntech Power Co Ltd | STP440S-C54/Nshkm+ | 2022-03-28 | 2025-03-31 | Yes
Wuxi Suntech Power Co Ltd | STP440S-C54/Nshkm+ (IEC 61215-2021) | 2024-09-04 | 2027-09-04 | Yes
Wuxi Suntech Power Co Ltd | STP440S-C54/Nshm | 2023-06-26 | 2025-03-31 | Yes
Wuxi Suntech Power Co Ltd | STP440S-C54/Nshm (IEC 61215-2021) | 2024-09-04 | 2027-09-04 | Yes
Wuxi Suntech Power Co Ltd | STP440S-C54/Nshtb+ | 2022-03-28 | 2025-03-31 | Yes
Wuxi Suntech Power Co Ltd | STP440S-C54/Nshtb+ (IEC 61215-2021) | 2024-09-04 | 2027-09-04 | Yes
Wuxi Suntech Power Co Ltd | STP440S-H48-Nfb+ (IEC 61215-2021) | 2025-04-22 | 2028-04-22 | Yes
Wuxi Suntech Power Co Ltd | STP440S-H48-Nth+ (IEC 61215-2021) | 2025-04-22 | 2028-04-22 | Yes
Wuxi Suntech Power Co Ltd | STP445S-H48-Nfb+ (IEC 61215-2021) | 2025-04-22 | 2028-04-22 | Yes
Wuxi Suntech Power Co Ltd | STP445S-H48-Nth+ (IEC 61215-2021) | 2025-04-22 | 2028-04-22 | Yes
Wuxi Suntech Power Co Ltd | STP450S-B72H/Vnh | 2021-09-21 | 2024-09-30 | Yes
Wuxi Suntech Power Co Ltd | STP450S-H48-Nfb+ (IEC 61215-2021) | 2025-04-22 | 2028-04-22 | Yes
Wuxi Suntech Power Co Ltd | STP450S-H48-Nkh+ (IEC 61215-2021) | 2025-04-22 | 2028-04-22 | Yes
Wuxi Suntech Power Co Ltd | STP450S-H48-Nth+ (IEC 61215-2021) | 2025-04-22 | 2028-04-22 | Yes
Wuxi Suntech Power Co Ltd | STP455S-B72H/Vnh | 2021-09-21 | 2024-09-30 | Yes
Wuxi Suntech Power Co Ltd | STP455S-H48-Nkh+ (IEC 61215-2021) | 2025-04-22 | 2028-04-22 | Yes
Wuxi Suntech Power Co Ltd | STP460S-B72H/Vnh | 2021-09-21 | 2024-09-30 | Yes
Wuxi Suntech Power Co Ltd | STP460S-H48-Nkh+ (IEC 61215-2021) | 2025-04-22 | 2028-04-22 | Yes
Wuxi Suntech Power Co Ltd | STP475S-C60-Nkh (IEC 61215-2021) | 2024-09-04 | 2027-09-04 | Yes
Wuxi Suntech Power Co Ltd | STP480S-C66/Wmh | 2021-09-21 | 2024-09-30 | Yes
Wuxi Suntech Power Co Ltd | STP485S-C66/Wmh | 2021-09-21 | 2024-09-30 | Yes
Wuxi Suntech Power Co Ltd | STP490S-C66/Wmh | 2021-09-21 | 2024-09-30 | Yes
Wuxi Suntech Power Co Ltd | STP495S-C66/Wmh | 2021-09-21 | 2024-09-30 | Yes
Wuxi Suntech Power Co Ltd | STP500S-C66/Wmh | 2021-09-21 | 2024-09-30 | Yes
Wuxi Suntech Power Co Ltd | STP500S-H54-Nfb+ (IEC 61215-2021) | 2025-04-22 | 2028-04-22 | Yes
Wuxi Suntech Power Co Ltd | STP500S-H54-Nth+ (IEC 61215-2021) | 2025-04-22 | 2028-04-22 | Yes
Wuxi Suntech Power Co Ltd | STP505S-H54-Nfb+ (IEC 61215-2021) | 2025-04-22 | 2028-04-22 | Yes
Wuxi Suntech Power Co Ltd | STP505S-H54-Nkh+ (IEC 61215-2021) | 2025-04-22 | 2028-04-22 | Yes
Wuxi Suntech Power Co Ltd | STP505S-H54-Nth+ (IEC 61215-2021) | 2025-04-22 | 2028-04-22 | Yes
Wuxi Suntech Power Co Ltd | STP510S-H54-Nfb+ (IEC 61215-2021) | 2025-04-22 | 2028-04-22 | Yes
Wuxi Suntech Power Co Ltd | STP510S-H54-Nkh+ (IEC 61215-2021) | 2025-04-22 | 2028-04-22 | Yes
Wuxi Suntech Power Co Ltd | STP515S-H54-Nkh+ (IEC 61215-2021) | 2025-04-22 | 2028-04-22 | Yes
Wuxi Suntech Power Co Ltd | STP530S-C72/Vmh | 2021-04-27 | 2024-09-30 | Yes
Wuxi Suntech Power Co Ltd | STP535S-C72/Vmh | 2021-04-27 | 2024-09-30 | Yes
Wuxi Suntech Power Co Ltd | STP540S-C72/Pmh+ | 2023-04-03 | 2024-09-30 | Yes
Wuxi Suntech Power Co Ltd | STP540S-C72/Vmh | 2021-04-27 | 2024-09-30 | Yes
Wuxi Suntech Power Co Ltd | STP545S-C72/Pmh+ | 2023-04-03 | 2024-09-30 | Yes
Wuxi Suntech Power Co Ltd | STP545S-C72/Vmh | 2021-04-27 | 2024-09-30 | Yes
Wuxi Suntech Power Co Ltd | STP550S-C72/Pmh+ | 2023-04-03 | 2024-09-30 | Yes
Wuxi Suntech Power Co Ltd | STP550S-C72/Pmh+ (IEC 61215-2021) | 2024-09-04 | 2027-09-04 | Yes
Wuxi Suntech Power Co Ltd | STP550S-C72/Vmh | 2021-04-27 | 2025-03-31 | Yes
Wuxi Suntech Power Co Ltd | STP550S-C72/Vmh (IEC 61215-2021) | 2024-09-04 | 2027-09-04 | Yes
Wuxi Suntech Power Co Ltd | STP555S-C72/Vmh | 2022-06-24 | 2024-09-30 | Yes
Wuxi Suntech Power Co Ltd | STP555S-C72/Vmh (IEC 61215-2021) | 2024-09-04 | 2027-09-04 | Yes
Wuxi Suntech Power Co Ltd | STP560S-C72/Nsh+ | 2023-03-16 | 2024-09-30 | Yes
Wuxi Suntech Power Co Ltd | STP560S-C72/Vmh | 2022-06-24 | 2024-09-30 | Yes
Wuxi Suntech Power Co Ltd | STP565S-C72/Nsh | 2023-03-16 | 2024-09-30 | Yes
Wuxi Suntech Power Co Ltd | STP565S-C72/Nsh+ | 2023-03-16 | 2025-03-31 | Yes
Wuxi Suntech Power Co Ltd | STP565S-C72/Vmh | 2022-06-24 | 2024-09-30 | Yes
Wuxi Suntech Power Co Ltd | STP570S-C72/Nsh | 2023-03-16 | 2024-09-30 | Yes
Wuxi Suntech Power Co Ltd | STP570S-C72/Nsh+ | 2023-03-16 | 2025-03-31 | Yes
Wuxi Suntech Power Co Ltd | STP570S-C72/Vmh | 2022-06-24 | 2024-09-30 | Yes
Wuxi Suntech Power Co Ltd | STP575S-C72/Nsh | 2023-03-16 | 2024-09-30 | Yes
Wuxi Suntech Power Co Ltd | STP575S-C72/Nsh+ | 2023-03-16 | 2024-09-30 | Yes
Wuxi Suntech Power Co Ltd | STP580S-C72/Nsh | 2023-03-16 | 2024-09-30 | Yes
Wuxi Suntech Power Co Ltd | STP580S-C72/Nsh (IEC 61215-2021) | 2024-09-04 | 2027-09-04 | Yes
Wuxi Suntech Power Co Ltd | STP580S-C72/Nsh+ | 2023-04-03 | 2024-09-30 | Yes
Wuxi Suntech Power Co Ltd | STP580S-C72/Nsh+ (IEC 61215-2021) | 2024-09-04 | 2027-09-04 | Yes
Wuxi Suntech Power Co Ltd | STP580S-C78/Pmh+ | 2023-06-26 | 2024-09-30 | Yes
Wuxi Suntech Power Co Ltd | STP580S-D60/Pmh+ | 2023-04-03 | 2024-09-30 | Yes
Wuxi Suntech Power Co Ltd | STP580S-D60/Wmh | 2023-04-12 | 2024-09-30 | Yes
Wuxi Suntech Power Co Ltd | STP585S-C72/Nsh (IEC 61215-2021) | 2024-09-04 | 2027-09-04 | Yes
Wuxi Suntech Power Co Ltd | STP585S-C72/Nsh+ (IEC 61215-2021) | 2024-09-04 | 2027-09-04 | Yes
Wuxi Suntech Power Co Ltd | STP585S-C78/Pmh+ | 2023-06-26 | 2024-09-30 | Yes
Wuxi Suntech Power Co Ltd | STP585S-D60/Pmh+ | 2023-04-03 | 2024-09-30 | Yes
Wuxi Suntech Power Co Ltd | STP585S-D60/Wmh | 2023-04-12 | 2024-09-30 | Yes
Wuxi Suntech Power Co Ltd | STP590S-C78/Pmh+ | 2023-06-26 | 2024-09-30 | Yes
Wuxi Suntech Power Co Ltd | STP590S-D60/Pmh+ | 2023-04-03 | 2024-09-30 | Yes
Wuxi Suntech Power Co Ltd | STP590S-D60/Wmh | 2022-06-24 | 2024-09-30 | Yes
Wuxi Suntech Power Co Ltd | STP595S-D60/Pmh+ | 2023-04-03 | 2024-09-30 | Yes
Wuxi Suntech Power Co Ltd | STP595S-D60/Wmh | 2022-06-24 | 2024-09-30 | Yes
Wuxi Suntech Power Co Ltd | STP600S-D60/Pmh+ | 2023-04-03 | 2024-09-30 | Yes
Wuxi Suntech Power Co Ltd | STP600S-D60/Wmh | 2022-06-24 | 2024-09-30 | Yes
Wuxi Suntech Power Co Ltd | STP600S-D60/Wmh (IEC 61215-2021) | 2024-09-04 | 2027-09-04 | Yes
Wuxi Suntech Power Co Ltd | STP610S-H66-Nsh+ (IEC 61215-2021) | 2025-04-22 | 2028-04-22 | Yes
Wuxi Suntech Power Co Ltd | STP615S-H66-Nsh+ (IEC 61215-2021) | 2025-04-22 | 2028-04-22 | Yes
Wuxi Suntech Power Co Ltd | STP620S-H66-Nsh+ (IEC 61215-2021) | 2025-04-22 | 2028-04-22 | Yes
Wuxi Suntech Power Co Ltd | STP650S-D66/Pmh+ | 2023-04-03 | 2024-09-30 | Yes
Wuxi Suntech Power Co Ltd | STP650S-D66/Wmh | 2022-06-24 | 2024-09-30 | Yes
Wuxi Suntech Power Co Ltd | STP655S-D66/Pmh+ | 2023-04-03 | 2024-09-30 | Yes
Wuxi Suntech Power Co Ltd | STP655S-D66/Wmh | 2022-06-24 | 2024-09-30 | Yes
Wuxi Suntech Power Co Ltd | STP660S-D66/Pmh+ | 2023-04-03 | 2024-09-30 | Yes
Wuxi Suntech Power Co Ltd | STP660S-D66/Wmh | 2022-06-24 | 2024-09-30 | Yes
Wuxi Suntech Power Co Ltd | STP665S-D66/Pmh+ | 2023-04-03 | 2024-09-30 | Yes
Wuxi Suntech Power Co Ltd | STP665S-D66/Wmh | 2022-06-24 | 2024-09-30 | Yes
Wuxi Suntech Power Co Ltd | STP670S-D66/Pmh+ | 2023-04-03 | 2024-09-30 | Yes
Yancheng Runda PV Co Ltd | RS450S8-108GANT (IEC 61215-2021) | 2024-09-20 | 2027-09-20 | Yes
Yancheng Runda PV Co Ltd | RS450S8B-108GANT (IEC 61215-2021) | 2024-09-20 | 2027-09-20 | Yes
Yancheng Runda PV Co Ltd | RS455S8-108GANT (IEC 61215-2021) | 2024-09-20 | 2027-09-20 | Yes
Yancheng Runda PV Co Ltd | RS455S8B-108GANT (IEC 61215-2021) | 2024-09-20 | 2027-09-20 | Yes
Yancheng Runda PV Co Ltd | RS460S8-108GANT (IEC 61215-2021) | 2024-09-20 | 2027-09-20 | Yes
Yancheng Runda PV Co Ltd | RS460S8B-108GANT (IEC 61215-2021) | 2024-09-20 | 2027-09-20 | Yes
Yancheng Runda PV Co Ltd | RS465S8-108GANT (IEC 61215-2021) | 2024-09-20 | 2027-09-20 | Yes
Yancheng Runda PV Co Ltd | RS465S8B-108GANT (IEC 61215-2021) | 2024-09-20 | 2027-09-20 | Yes
Yancheng Runda PV Co Ltd | RS500S8-120GANT (IEC 61215-2021) | 2024-09-20 | 2027-09-20 | Yes
Yancheng Runda PV Co Ltd | RS500S8B-120GANT (IEC 61215-2021) | 2024-09-20 | 2027-09-20 | Yes
Yancheng Runda PV Co Ltd | RS505S8-120GANT (IEC 61215-2021) | 2024-09-20 | 2027-09-20 | Yes
Yancheng Runda PV Co Ltd | RS505S8B-120GANT (IEC 61215-2021) | 2024-09-20 | 2027-09-20 | Yes
Yancheng Runda PV Co Ltd | RS510S8-120GANT (IEC 61215-2021) | 2024-09-20 | 2027-09-20 | Yes
Yancheng Runda PV Co Ltd | RS510S8B-120GANT (IEC 61215-2021) | 2024-09-20 | 2027-09-20 | Yes
Yancheng Runda PV Co Ltd | RS515S8-120GANT (IEC 61215-2021) | 2024-09-20 | 2027-09-20 | Yes
Yancheng Runda PV Co Ltd | RS515S8B-120GANT (IEC 61215-2021) | 2024-09-20 | 2027-09-20 | Yes
Yancheng Runda PV Co Ltd | RS520S8-120GANT (IEC 61215-2021) | 2024-09-20 | 2027-09-20 | Yes
Yancheng Runda PV Co Ltd | RS520S8B-120GANT (IEC 61215-2021) | 2024-09-20 | 2027-09-20 | Yes
Yancheng Runda PV Co Ltd | RS620S8-144GANT (IEC 61215-2021) | 2024-09-20 | 2027-09-20 | Yes
Yancheng Runda PV Co Ltd | RS620S8B-144GANT (IEC 61215-2021) | 2024-09-20 | 2027-09-20 | Yes
Yingchen New Energy Technology Co Ltd | YC400PSF54M10/2 (IEC 61215-2021) | 2025-03-21 | 2028-03-21 | Yes
Yingchen New Energy Technology Co Ltd | YC405PSF54M10/2 (IEC 61215-2021) | 2025-03-21 | 2028-03-21 | Yes
Yingchen New Energy Technology Co Ltd | YC410PSF54M10/2 (IEC 61215-2021) | 2025-03-21 | 2028-03-21 | Yes
Yingchen New Energy Technology Co Ltd | YC415PSF54M10/2 (IEC 61215-2021) | 2025-03-21 | 2028-03-21 | Yes
Yingchen New Energy Technology Co Ltd | YC420PSF54M10/2 (IEC 61215-2021) | 2025-03-21 | 2028-03-21 | Yes
Yingchen New Energy Technology Co Ltd | YC425PSF54M10/2 (IEC 61215-2021) | 2025-03-21 | 2028-03-21 | Yes
Yingchen New Energy Technology Co Ltd | YC440PSF60M10/2 (IEC 61215-2021) | 2025-03-21 | 2028-03-21 | Yes
Yingchen New Energy Technology Co Ltd | YC445PSF60M10/2 (IEC 61215-2021) | 2025-03-21 | 2028-03-21 | Yes
Yingchen New Energy Technology Co Ltd | YC450PSF60M10/2 (IEC 61215-2021) | 2025-03-21 | 2028-03-21 | Yes
Yingchen New Energy Technology Co Ltd | YC455PSF60M10/2 (IEC 61215-2021) | 2025-03-21 | 2028-03-21 | Yes
Yingchen New Energy Technology Co Ltd | YC460PSF60M10/2 (IEC 61215-2021) | 2025-03-21 | 2028-03-21 | Yes
Yingchen New Energy Technology Co Ltd | YC505PSF66M10/2 (IEC 61215-2021) | 2025-03-21 | 2028-03-21 | Yes
Yingchen New Energy Technology Co Ltd | YC510PSF66M10/2 (IEC 61215-2021) | 2025-03-21 | 2028-03-21 | Yes
Yingchen New Energy Technology Co Ltd | YC515PSF66M10/2 (IEC 61215-2021) | 2025-03-21 | 2028-03-21 | Yes
Yingchen New Energy Technology Co Ltd | YC540PSF72M10/2 (IEC 61215-2021) | 2025-03-21 | 2028-03-21 | Yes
Yingchen New Energy Technology Co Ltd | YC545PSF72M10/2 (IEC 61215-2021) | 2025-03-21 | 2028-03-21 | Yes
Yingchen New Energy Technology Co Ltd | YC550PSF72M10/2 (IEC 61215-2021) | 2025-03-21 | 2028-03-21 | Yes
Yingchen New Energy Technology Co Ltd | YC555PSF72M10/2 (IEC 61215-2021) | 2025-03-21 | 2028-03-21 | Yes
Yingchen New Energy Technology Co Ltd | YC560PSF72M10/2 (IEC 61215-2021) | 2025-03-21 | 2028-03-21 | Yes
Yingchen New Energy Technology Co Ltd | YC565PSF72M10/2 (IEC 61215-2021) | 2025-03-21 | 2028-03-21 | Yes
Yingli Energy (China) Company Limited | YL410D-37e 1500V 1/2 | 2023-07-28 | 2024-03-29 | Yes
Yingli Energy (China) Company Limited | YL415D-37e 1500V 1/2 | 2023-07-28 | 2024-03-29 | Yes
Yingli Energy (China) Company Limited | YL540D-49e 1500V 1/2 | 2023-07-28 | 2024-03-29 | Yes
Yingli Energy (China) Company Limited | YL540DF72 e/2 | 2023-07-28 | 2024-03-29 | Yes
Yingli Energy (China) Company Limited | YL550D-49e 1500V 1/2 | 2023-07-28 | 2024-03-29 | Yes
Yingli Energy (China) Company Limited | YL550DF72 e/2 | 2023-07-28 | 2024-03-29 | Yes
Yingli Energy (China) Company Limited | YL650DF66 f/2 | 2023-07-28 | 2024-03-29 | Yes
Yingli Energy (China) Company Limited | YL660DF66 f/2 | 2023-07-28 | 2024-03-29 | Yes
Yingli Energy Development Co Ltd | YL395D-37e 1500V 1/2 | 2023-03-30 | 2024-09-30 | Yes
Yingli Energy Development Co Ltd | YL400D-37e 1500V 1/2 | 2023-03-30 | 2024-09-30 | Yes
Yingli Energy Development Co Ltd | YL405D-37e 1500V 1/2 | 2023-03-30 | 2024-09-30 | Yes
Yingli Energy Development Co Ltd | YL410D-37e 1500V 1/2 | 2023-03-30 | 2024-09-30 | Yes
Yingli Energy Development Co Ltd | YL415C-38e 1500V 1/2 | 2023-11-16 | 2024-09-30 | Yes
Yingli Energy Development Co Ltd | YL415CF54 e/2 | 2023-11-16 | 2024-09-30 | Yes
Yingli Energy Development Co Ltd | YL415D-37e 1500V 1/2 | 2023-03-30 | 2025-03-31 | Yes
Yingli Energy Development Co Ltd | YL420C-38e 1500V 1/2 | 2023-11-16 | 2024-09-30 | Yes
Yingli Energy Development Co Ltd | YL420CF54 e/2 | 2023-11-16 | 2024-09-30 | Yes
Yingli Energy Development Co Ltd | YL425C-38e 1500V 1/2 | 2023-11-16 | 2024-09-30 | Yes
Yingli Energy Development Co Ltd | YL425CF54 e/2 | 2023-11-16 | 2024-09-30 | Yes
Yingli Energy Development Co Ltd | YL430C-38e 1500V 1/2 | 2023-11-16 | 2024-09-30 | Yes
Yingli Energy Development Co Ltd | YL430CF48 i/2 | 2024-05-07 | 2024-09-30 | Yes
Yingli Energy Development Co Ltd | YL430CF54 e/2 | 2023-11-16 | 2024-09-30 | Yes
Yingli Energy Development Co Ltd | YL435CF48 i/2 | 2024-05-07 | 2024-09-30 | Yes
Yingli Energy Development Co Ltd | YL440CF48 i/2 | 2023-11-16 | 2025-03-31 | Yes
Yingli Energy Development Co Ltd | YL440CF48 i/2 (IEC 61215-2021) | 2024-09-13 | 2027-09-13 | Yes
Yingli Energy Development Co Ltd | YL440CF54 e/2 (IEC 61215-2021) | 2025-06-11 | 2028-06-11 | Yes
Yingli Energy Development Co Ltd | YL445CF48 i/2 | 2024-05-07 | 2024-09-30 | Yes
Yingli Energy Development Co Ltd | YL445CF48 i/2 (IEC 61215-2021) | 2024-09-13 | 2027-09-13 | Yes
Yingli Energy Development Co Ltd | YL445CF54 e/2 (IEC 61215-2021) | 2025-06-11 | 2028-06-11 | Yes
Yingli Energy Development Co Ltd | YL450CF48 i/2 (IEC 61215-2021) | 2025-06-11 | 2028-06-11 | Yes
Yingli Energy Development Co Ltd | YL465C-42e 1500V 1/2 | 2023-11-16 | 2024-09-30 | Yes
Yingli Energy Development Co Ltd | YL465CF60 e/2 | 2023-11-16 | 2024-09-30 | Yes
Yingli Energy Development Co Ltd | YL470C-42e 1500V 1/2 | 2023-11-16 | 2024-09-30 | Yes
Yingli Energy Development Co Ltd | YL470CF60 e/2 | 2023-11-16 | 2024-09-30 | Yes
Yingli Energy Development Co Ltd | YL470CF60 e/2 (IEC 61215-2021) | 2025-06-11 | 2028-06-11 | Yes
Yingli Energy Development Co Ltd | YL475C-42e 1500V 1/2 | 2023-11-16 | 2024-09-30 | Yes
Yingli Energy Development Co Ltd | YL475CF60 e/2 | 2023-11-16 | 2024-09-30 | Yes
Yingli Energy Development Co Ltd | YL480C-42e 1500V 1/2 | 2023-11-16 | 2024-09-30 | Yes
Yingli Energy Development Co Ltd | YL480CF60 e/2 | 2023-11-16 | 2024-09-30 | Yes
Yingli Energy Development Co Ltd | YL480CF60 e/2 (IEC 61215-2021) | 2025-06-11 | 2028-06-11 | Yes
Yingli Energy Development Co Ltd | YL490CF60 e/2 (IEC 61215-2021) | 2025-06-11 | 2028-06-11 | Yes
Yingli Energy Development Co Ltd | YL495CF60 e/2 (IEC 61215-2021) | 2025-06-11 | 2028-06-11 | Yes
Yingli Energy Development Co Ltd | YL500CF66 e/2 (IEC 61215-2021) | 2025-06-11 | 2028-06-11 | Yes
Yingli Energy Development Co Ltd | YL510C-46e 1500V 1/2 | 2023-11-16 | 2024-09-30 | Yes
Yingli Energy Development Co Ltd | YL510CF66 e/2 | 2023-11-16 | 2024-09-30 | Yes
Yingli Energy Development Co Ltd | YL510CF66 e/2 (IEC 61215-2021) | 2025-06-11 | 2028-06-11 | Yes
Yingli Energy Development Co Ltd | YL515C-46e 1500V 1/2 | 2023-11-16 | 2024-09-30 | Yes
Yingli Energy Development Co Ltd | YL515CF66 e/2 | 2023-11-16 | 2024-09-30 | Yes
Yingli Energy Development Co Ltd | YL520C-46e 1500V 1/2 | 2023-11-16 | 2024-09-30 | Yes
Yingli Energy Development Co Ltd | YL520CF66 e/2 | 2023-11-16 | 2024-09-30 | Yes
Yingli Energy Development Co Ltd | YL520CF66 e/2 (IEC 61215-2021) | 2025-06-11 | 2028-06-11 | Yes
Yingli Energy Development Co Ltd | YL525C-46e 1500V 1/2 | 2023-11-16 | 2024-09-30 | Yes
Yingli Energy Development Co Ltd | YL525CF66 e/2 | 2023-11-16 | 2024-09-30 | Yes
Yingli Energy Development Co Ltd | YL540CF66 e/2 (IEC 61215-2021) | 2025-06-11 | 2028-06-11 | Yes
Yingli Energy Development Co Ltd | YL540D-49e 1500V 1/2 | 2023-03-30 | 2024-09-30 | Yes
Yingli Energy Development Co Ltd | YL545CF66 e/2 (IEC 61215-2021) | 2025-06-11 | 2028-06-11 | Yes
Yingli Energy Development Co Ltd | YL545D-49e 1500V 1/2 | 2023-03-30 | 2024-09-30 | Yes
Yingli Energy Development Co Ltd | YL550D-49e 1500V 1/2 | 2023-03-30 | 2025-03-31 | Yes
Yingli Energy Development Co Ltd | YL550DF72 e/2 | 2024-05-07 | 2024-09-30 | Yes
Yingli Energy Development Co Ltd | YL555D-49e 1500V 1/2 | 2023-03-30 | 2024-09-30 | Yes
Yingli Energy Development Co Ltd | YL560C-50e 1500V 1/2 | 2023-11-16 | 2024-09-30 | Yes
Yingli Energy Development Co Ltd | YL560CF72 e/2 | 2023-11-16 | 2024-09-30 | Yes
Yingli Energy Development Co Ltd | YL565C-50e 1500V 1/2 | 2023-11-16 | 2024-09-30 | Yes
Yingli Energy Development Co Ltd | YL565CF72 e/2 | 2023-11-16 | 2024-09-30 | Yes
Yingli Energy Development Co Ltd | YL570C-50e 1500V 1/2 | 2023-11-16 | 2024-09-30 | Yes
Yingli Energy Development Co Ltd | YL570CF72 e/2 | 2023-11-16 | 2025-03-31 | Yes
Yingli Energy Development Co Ltd | YL575C-50e 1500V 1/2 | 2023-11-16 | 2024-09-30 | Yes
Yingli Energy Development Co Ltd | YL575CF72 e/2 | 2023-11-16 | 2025-03-31 | Yes
Yingli Energy Development Co Ltd | YL575CF72 e/2 (IEC 61215-2021) | 2024-09-13 | 2027-09-13 | Yes
Yingli Energy Development Co Ltd | YL580CF72 e/2 (IEC 61215-2021) | 2024-09-13 | 2027-09-13 | Yes
Yingli Energy Development Co Ltd | YL580D-41f 1500V 1/2 | 2023-03-30 | 2024-09-30 | Yes
Yingli Energy Development Co Ltd | YL585CF72 e/2 (IEC 61215-2021) | 2024-09-13 | 2027-09-13 | Yes
Yingli Energy Development Co Ltd | YL585D-41f 1500V 1/2 | 2023-03-30 | 2024-09-30 | Yes
Yingli Energy Development Co Ltd | YL590CF72 e/2 (IEC 61215-2021) | 2024-09-13 | 2027-09-13 | Yes
Yingli Energy Development Co Ltd | YL590D-41f 1500V 1/2 | 2023-03-30 | 2024-09-30 | Yes
Yingli Energy Development Co Ltd | YL595CF72 e/2 (IEC 61215-2021) | 2025-06-11 | 2028-06-11 | Yes
Yingli Energy Development Co Ltd | YL595D-41f 1500V 1/2 | 2023-03-30 | 2024-09-30 | Yes
Yingli Energy Development Co Ltd | YL600CF66 i/2 (IEC 61215-2021) | 2024-09-13 | 2027-09-13 | Yes
Yingli Energy Development Co Ltd | YL600CF72 e/2 (IEC 61215-2021) | 2025-06-11 | 2028-06-11 | Yes
Yingli Energy Development Co Ltd | YL600D-41f 1500V 1/2 | 2023-03-30 | 2024-09-30 | Yes
Yingli Energy Development Co Ltd | YL605CF66 i/2 (IEC 61215-2021) | 2024-09-13 | 2027-09-13 | Yes
Yingli Energy Development Co Ltd | YL605D-41f 1500V 1/2 | 2023-03-30 | 2024-09-30 | Yes
Yingli Energy Development Co Ltd | YL610C-55e 1500V 1/2 | 2023-11-16 | 2024-09-30 | Yes
Yingli Energy Development Co Ltd | YL610CF66 i/2 (IEC 61215-2021) | 2024-09-13 | 2027-09-13 | Yes
Yingli Energy Development Co Ltd | YL610CF78 e/2 | 2023-11-16 | 2024-09-30 | Yes
Yingli Energy Development Co Ltd | YL615C-55e 1500V 1/2 | 2023-11-16 | 2024-09-30 | Yes
Yingli Energy Development Co Ltd | YL615CF66 i/2 (IEC 61215-2021) | 2024-09-13 | 2027-09-13 | Yes
Yingli Energy Development Co Ltd | YL615CF78 e/2 | 2023-11-16 | 2024-09-30 | Yes
Yingli Energy Development Co Ltd | YL620C-55e 1500V 1/2 | 2023-11-16 | 2024-09-30 | Yes
Yingli Energy Development Co Ltd | YL620CF66 i/2 (IEC 61215-2021) | 2025-06-11 | 2028-06-11 | Yes
Yingli Energy Development Co Ltd | YL620CF78 e/2 | 2023-11-16 | 2024-09-30 | Yes
Yingli Energy Development Co Ltd | YL625C-55e 1500V 1/2 | 2023-11-16 | 2024-09-30 | Yes
Yingli Energy Development Co Ltd | YL625CF66 i/2 (IEC 61215-2021) | 2025-06-11 | 2028-06-11 | Yes
Yingli Energy Development Co Ltd | YL625CF78 e/2 | 2023-11-16 | 2024-09-30 | Yes
Yingli Energy Development Co Ltd | YL625CF78 e/2 (IEC 61215-2021) | 2024-09-13 | 2027-09-13 | Yes
Yingli Energy Development Co Ltd | YL630CF60 f/2 (IEC 61215-2021) | 2024-09-13 | 2027-09-13 | Yes
Yingli Energy Development Co Ltd | YL630CF66 i/2 (IEC 61215-2021) | 2025-06-11 | 2028-06-11 | Yes
Yingli Energy Development Co Ltd | YL635CF60 f/2 (IEC 61215-2021) | 2025-06-11 | 2028-06-11 | Yes
Yingli Energy Development Co Ltd | YL640CF60 f/2 (IEC 61215-2021) | 2024-09-13 | 2027-09-13 | Yes
Yingli Energy Development Co Ltd | YL645CF60 f/2 (IEC 61215-2021) | 2024-09-13 | 2027-09-13 | Yes
Yingli Energy Development Co Ltd | YL650CF60 f/2 (IEC 61215-2021) | 2024-09-13 | 2027-09-13 | Yes
Yingli Energy Development Co Ltd | YL650D-45f 1500V 1/2 | 2023-03-30 | 2024-09-30 | Yes
Yingli Energy Development Co Ltd | YL655CF60 f/2 (IEC 61215-2021) | 2025-06-11 | 2028-06-11 | Yes
Yingli Energy Development Co Ltd | YL655D-45f 1500V 1/2 | 2023-03-30 | 2024-09-30 | Yes
Yingli Energy Development Co Ltd | YL660D-45f 1500V 1/2 | 2023-03-30 | 2024-09-30 | Yes
Yingli Energy Development Co Ltd | YL665D-45f 1500V 1/2 | 2023-03-30 | 2024-09-30 | Yes
Yingli Energy Development Co Ltd | YL670D-45f 1500V 1/2 | 2023-03-30 | 2024-09-30 | Yes
Yingli Energy Development Co Ltd | YL695CF66 f/2 (IEC 61215-2021) | 2024-09-13 | 2027-09-13 | Yes
Yingli Energy Development Co Ltd | YL700CF66 f/2 (IEC 61215-2021) | 2024-09-13 | 2027-09-13 | Yes
Yingli Energy Development Co Ltd | YL705CF66 f/2 (IEC 61215-2021) | 2024-09-13 | 2027-09-13 | Yes
Yingli Energy Development Co Ltd | YL710CF66 f/2 (IEC 61215-2021) | 2024-09-13 | 2027-09-13 | Yes
Yingli Energy Development Co Ltd | YL715CF66 f/2 (IEC 61215-2021) | 2024-09-13 | 2027-09-13 | Yes
Yingli Energy Development Co Ltd | YL720CF66 f/2 (IEC 61215-2021) | 2025-06-11 | 2028-06-11 | Yes
YUHUAN SINOSOLA SCIENCE & TECHNOLOGY CO LTD | SA355-120M | 2021-08-10 | 2024-09-30 | Yes
YUHUAN SINOSOLA SCIENCE & TECHNOLOGY CO LTD | SA360-120M | 2021-08-10 | 2024-09-30 | Yes
YUHUAN SINOSOLA SCIENCE & TECHNOLOGY CO LTD | SA365-120M | 2021-08-10 | 2024-09-30 | Yes
YUHUAN SINOSOLA SCIENCE & TECHNOLOGY CO LTD | SA370-120M | 2021-08-10 | 2024-09-30 | Yes
YUHUAN SINOSOLA SCIENCE & TECHNOLOGY CO LTD | SA430-144M | 2021-08-10 | 2024-09-30 | Yes
YUHUAN SINOSOLA SCIENCE & TECHNOLOGY CO LTD | SA435-144M | 2021-08-10 | 2024-09-30 | Yes
YUHUAN SINOSOLA SCIENCE & TECHNOLOGY CO LTD | SA440-144M | 2021-08-10 | 2024-09-30 | Yes
YUHUAN SINOSOLA SCIENCE & TECHNOLOGY CO LTD | SA445-144M | 2021-08-10 | 2024-09-30 | Yes
YUHUAN SINOSOLA SCIENCE & TECHNOLOGY CO LTD | SAT355-120M | 2021-08-10 | 2024-09-30 | Yes
YUHUAN SINOSOLA SCIENCE & TECHNOLOGY CO LTD | SAT360-120M | 2021-08-10 | 2024-09-30 | Yes
YUHUAN SINOSOLA SCIENCE & TECHNOLOGY CO LTD | SAT365-120M | 2021-08-10 | 2024-09-30 | Yes
YUHUAN SINOSOLA SCIENCE & TECHNOLOGY CO LTD | SAT370-120M | 2021-08-10 | 2024-09-30 | Yes
YUHUAN SINOSOLA SCIENCE & TECHNOLOGY CO LTD | SAT430-144M | 2021-08-10 | 2024-09-30 | Yes
YUHUAN SINOSOLA SCIENCE & TECHNOLOGY CO LTD | SAT435-144M | 2021-08-10 | 2024-09-30 | Yes
YUHUAN SINOSOLA SCIENCE & TECHNOLOGY CO LTD | SAT440-144M | 2021-08-10 | 2024-09-30 | Yes
YUHUAN SINOSOLA SCIENCE & TECHNOLOGY CO LTD | SAT445-144M | 2021-08-10 | 2024-09-30 | Yes
YUHUAN SUNPRO POWER CO LTD | SPDG410-108M10 | 2023-03-28 | 2024-09-30 | Yes
YUHUAN SUNPRO POWER CO LTD | SPDG415-108M10 | 2023-03-28 | 2024-09-30 | Yes
YUHUAN SUNPRO POWER CO LTD | SPDG450-120M10 | 2023-03-28 | 2024-09-30 | Yes
YUHUAN SUNPRO POWER CO LTD | SPDG455-120M10 | 2023-03-28 | 2024-09-30 | Yes
YUHUAN SUNPRO POWER CO LTD | SPDG460-120M10 | 2023-03-28 | 2024-09-30 | Yes
YUHUAN SUNPRO POWER CO LTD | SPDG540-144M10 | 2023-03-28 | 2024-09-30 | Yes
YUHUAN SUNPRO POWER CO LTD | SPDG545-144M10 | 2023-03-28 | 2024-09-30 | Yes
YUHUAN SUNPRO POWER CO LTD | SPDG550-144M10 | 2023-03-28 | 2024-09-30 | Yes
Zhejiang Aiko Solar Technology Co Ltd | AIKO-A440-MAH54Mb (IEC 61215-2021) | 2025-04-30 | 2028-04-30 | Yes
Zhejiang Aiko Solar Technology Co Ltd | AIKO-A440-MAH54Tm (IEC 61215-2021) | 2025-05-19 | 2028-05-19 | Yes
Zhejiang Aiko Solar Technology Co Ltd | AIKO-A445-MAH54Mb (IEC 61215-2021) | 2025-04-30 | 2028-04-30 | Yes
Zhejiang Aiko Solar Technology Co Ltd | AIKO-A445-MAH54Tm (IEC 61215-2021) | 2025-05-19 | 2028-05-19 | Yes
Zhejiang Aiko Solar Technology Co Ltd | AIKO-A450-MAH54Mb (IEC 61215-2021) | 2025-04-30 | 2028-04-30 | Yes
Zhejiang Aiko Solar Technology Co Ltd | AIKO-A450-MAH54Mw (IEC 61215-2021) | 2025-04-30 | 2028-04-30 | Yes
Zhejiang Aiko Solar Technology Co Ltd | AIKO-A450-MAH54Tm (IEC 61215-2021) | 2025-05-19 | 2028-05-19 | Yes
Zhejiang Aiko Solar Technology Co Ltd | AIKO-A455-MAH54Db (IEC 61215-2021) | 2025-05-27 | 2028-05-27 | Yes
Zhejiang Aiko Solar Technology Co Ltd | AIKO-A455-MAH54Mb (IEC 61215-2021) | 2025-04-30 | 2028-04-30 | Yes
Zhejiang Aiko Solar Technology Co Ltd | AIKO-A455-MAH54Mw (IEC 61215-2021) | 2025-04-30 | 2028-04-30 | Yes
Zhejiang Aiko Solar Technology Co Ltd | AIKO-A460-MAH54Db (IEC 61215-2021) | 2025-05-27 | 2028-05-27 | Yes
Zhejiang Aiko Solar Technology Co Ltd | AIKO-A460-MAH54Mb (IEC 61215-2021) | 2025-04-30 | 2028-04-30 | Yes
Zhejiang Aiko Solar Technology Co Ltd | AIKO-A460-MAH54Mw (IEC 61215-2021) | 2025-04-30 | 2028-04-30 | Yes
Zhejiang Aiko Solar Technology Co Ltd | AIKO-A465-MAH54Db (IEC 61215-2021) | 2025-05-27 | 2028-05-27 | Yes
Zhejiang Aiko Solar Technology Co Ltd | AIKO-A465-MAH54Dw (IEC 61215-2021) | 2025-05-27 | 2028-05-27 | Yes
Zhejiang Aiko Solar Technology Co Ltd | AIKO-A465-MAH54Mb (IEC 61215-2021) | 2024-08-30 | 2027-08-30 | Yes
Zhejiang Aiko Solar Technology Co Ltd | AIKO-A465-MAH54Mw (IEC 61215-2021) | 2025-04-30 | 2028-04-30 | Yes
Zhejiang Aiko Solar Technology Co Ltd | AIKO-A465-MCE54Mb (IEC 61215-2021) | 2025-06-04 | 2028-06-04 | Yes
Zhejiang Aiko Solar Technology Co Ltd | AIKO-A470-MAH54Mb (IEC 61215-2021) | 2024-08-30 | 2027-08-30 | Yes
Zhejiang Aiko Solar Technology Co Ltd | AIKO-A470-MAH54Mw (IEC 61215-2021) | 2024-08-30 | 2027-08-30 | Yes
Zhejiang Aiko Solar Technology Co Ltd | AIKO-A470-MCE54Db (IEC 61215-2021) | 2025-05-23 | 2028-05-23 | Yes
Zhejiang Aiko Solar Technology Co Ltd | AIKO-A470-MCE54Mb (IEC 61215-2021) | 2025-06-04 | 2028-06-04 | Yes
Zhejiang Aiko Solar Technology Co Ltd | AIKO-A475-MAH54Mw (IEC 61215-2021) | 2024-08-30 | 2027-08-30 | Yes
Zhejiang Aiko Solar Technology Co Ltd | AIKO-A475-MCE54Db (IEC 61215-2021) | 2025-05-23 | 2028-05-23 | Yes
Zhejiang Aiko Solar Technology Co Ltd | AIKO-A475-MCE54Dw (IEC 61215-2021) | 2025-05-23 | 2028-05-23 | Yes
Zhejiang Aiko Solar Technology Co Ltd | AIKO-A475-MCE54Mb (IEC 61215-2021) | 2025-06-04 | 2028-06-04 | Yes
Zhejiang Aiko Solar Technology Co Ltd | AIKO-A475-MCE54Mw (IEC 61215-2021) | 2025-06-04 | 2028-06-04 | Yes
Zhejiang Aiko Solar Technology Co Ltd | AIKO-A480-MCE54Db (IEC 61215-2021) | 2025-05-23 | 2028-05-23 | Yes
Zhejiang Aiko Solar Technology Co Ltd | AIKO-A480-MCE54Dw (IEC 61215-2021) | 2025-05-23 | 2028-05-23 | Yes
Zhejiang Aiko Solar Technology Co Ltd | AIKO-A480-MCE54Mb (IEC 61215-2021) | 2025-06-04 | 2028-06-04 | Yes
Zhejiang Aiko Solar Technology Co Ltd | AIKO-A480-MCE54Mw (IEC 61215-2021) | 2025-06-04 | 2028-06-04 | Yes
Zhejiang Aiko Solar Technology Co Ltd | AIKO-A485-MCE54Db (IEC 61215-2021) | 2025-05-23 | 2028-05-23 | Yes
Zhejiang Aiko Solar Technology Co Ltd | AIKO-A485-MCE54Dw (IEC 61215-2021) | 2025-05-23 | 2028-05-23 | Yes
Zhejiang Aiko Solar Technology Co Ltd | AIKO-A485-MCE54Mb (IEC 61215-2021) | 2025-06-04 | 2028-06-04 | Yes
Zhejiang Aiko Solar Technology Co Ltd | AIKO-A485-MCE54Mw (IEC 61215-2021) | 2025-06-04 | 2028-06-04 | Yes
Zhejiang Aiko Solar Technology Co Ltd | AIKO-A490-MCE54Mb (IEC 61215-2021) | 2025-06-04 | 2028-06-04 | Yes
Zhejiang Aiko Solar Technology Co Ltd | AIKO-A490-MCE54Mw (IEC 61215-2021) | 2025-06-04 | 2028-06-04 | Yes
Zhejiang Aiko Solar Technology Co Ltd | AIKO-A495-MCE54Mb (IEC 61215-2021) | 2025-06-04 | 2028-06-04 | Yes
Zhejiang Aiko Solar Technology Co Ltd | AIKO-A495-MCE54Mw (IEC 61215-2021) | 2025-06-04 | 2028-06-04 | Yes
Zhejiang Aiko Solar Technology Co Ltd | AIKO-A500-MAH60Db (IEC 61215-2021) | 2025-06-12 | 2028-06-12 | Yes
Zhejiang Aiko Solar Technology Co Ltd | AIKO-A500-MAH60Dw (IEC 61215-2021) | 2025-06-12 | 2028-06-12 | Yes
Zhejiang Aiko Solar Technology Co Ltd | AIKO-A500-MAH60Mb (IEC 61215-2021) | 2024-08-30 | 2027-08-30 | Yes
Zhejiang Aiko Solar Technology Co Ltd | AIKO-A500-MAH60Mw (IEC 61215-2021) | 2024-08-30 | 2027-08-30 | Yes
Zhejiang Aiko Solar Technology Co Ltd | AIKO-A500-MCE54Mw (IEC 61215-2021) | 2025-06-04 | 2028-06-04 | Yes
Zhejiang Aiko Solar Technology Co Ltd | AIKO-A505-MAH60Db (IEC 61215-2021) | 2025-06-12 | 2028-06-12 | Yes
Zhejiang Aiko Solar Technology Co Ltd | AIKO-A505-MAH60Dw (IEC 61215-2021) | 2025-06-12 | 2028-06-12 | Yes
Zhejiang Aiko Solar Technology Co Ltd | AIKO-A505-MAH60Mb (IEC 61215-2021) | 2024-08-30 | 2027-08-30 | Yes
Zhejiang Aiko Solar Technology Co Ltd | AIKO-A505-MAH60Mw (IEC 61215-2021) | 2024-08-30 | 2027-08-30 | Yes
Zhejiang Aiko Solar Technology Co Ltd | AIKO-A510-MAH60Db (IEC 61215-2021) | 2025-06-12 | 2028-06-12 | Yes
Zhejiang Aiko Solar Technology Co Ltd | AIKO-A510-MAH60Dw (IEC 61215-2021) | 2025-06-12 | 2028-06-12 | Yes
Zhejiang Aiko Solar Technology Co Ltd | AIKO-A510-MAH60Mb (IEC 61215-2021) | 2024-08-30 | 2027-08-30 | Yes
Zhejiang Aiko Solar Technology Co Ltd | AIKO-A510-MAH60Mw (IEC 61215-2021) | 2024-08-30 | 2027-08-30 | Yes
Zhejiang Aiko Solar Technology Co Ltd | AIKO-A515-MAH60Db (IEC 61215-2021) | 2025-06-12 | 2028-06-12 | Yes
Zhejiang Aiko Solar Technology Co Ltd | AIKO-A515-MAH60Dw (IEC 61215-2021) | 2025-06-12 | 2028-06-12 | Yes
Zhejiang Aiko Solar Technology Co Ltd | AIKO-A515-MAH60Mb (IEC 61215-2021) | 2024-08-30 | 2027-08-30 | Yes
Zhejiang Aiko Solar Technology Co Ltd | AIKO-A515-MAH60Mw (IEC 61215-2021) | 2024-08-30 | 2027-08-30 | Yes
Zhejiang Aiko Solar Technology Co Ltd | AIKO-A520-MAH60Dw (IEC 61215-2021) | 2025-06-12 | 2028-06-12 | Yes
Zhejiang Aiko Solar Technology Co Ltd | AIKO-A520-MAH60Mb (IEC 61215-2021) | 2024-08-30 | 2027-08-30 | Yes
Zhejiang Aiko Solar Technology Co Ltd | AIKO-A520-MAH60Mw (IEC 61215-2021) | 2024-08-30 | 2027-08-30 | Yes
Zhejiang Aiko Solar Technology Co Ltd | AIKO-A525-MAH60Mw (IEC 61215-2021) | 2024-08-30 | 2027-08-30 | Yes
Zhejiang Aiko Solar Technology Co Ltd | AIKO-A590-MAH72Mw (IEC 61215-2021) | 2025-04-30 | 2028-04-30 | Yes
Zhejiang Aiko Solar Technology Co Ltd | AIKO-A600-MAH72Mw (IEC 61215-2021) | 2025-04-30 | 2028-04-30 | Yes
Zhejiang Aiko Solar Technology Co Ltd | AIKO-A605-MAH72Dw (IEC 61215-2021) | 2025-05-27 | 2028-05-27 | Yes
Zhejiang Aiko Solar Technology Co Ltd | AIKO-A605-MAH72Mw (IEC 61215-2021) | 2025-04-30 | 2028-04-30 | Yes
Zhejiang Aiko Solar Technology Co Ltd | AIKO-A610-MAH72Dw (IEC 61215-2021) | 2025-05-27 | 2028-05-27 | Yes
Zhejiang Aiko Solar Technology Co Ltd | AIKO-A610-MAH72Mw (IEC 61215-2021) | 2025-04-30 | 2028-04-30 | Yes
Zhejiang Aiko Solar Technology Co Ltd | AIKO-A615-MAH72Mw (IEC 61215-2021) | 2025-04-30 | 2028-04-30 | Yes
Zhejiang Aiko Solar Technology Co Ltd | AIKO-A630-MAH72Mw (IEC 61215-2021) | 2024-08-30 | 2027-08-30 | Yes
Zhejiang Aiko Solar Technology Co Ltd | AIKO-A635-MAH72Mw (IEC 61215-2021) | 2024-08-30 | 2027-08-30 | Yes
Zhejiang Aiko Solar Technology Co Ltd | AIKO-A640-GRH66Dw (IEC 61215-2021) | 2025-06-12 | 2028-06-12 | Yes
Zhejiang Aiko Solar Technology Co Ltd | AIKO-A645-GRH66Dw (IEC 61215-2021) | 2025-06-12 | 2028-06-12 | Yes
Zhejiang Aiko Solar Technology Co Ltd | AIKO-A650-GRH66Dw (IEC 61215-2021) | 2025-06-12 | 2028-06-12 | Yes
Zhejiang Aiko Solar Technology Co Ltd | AIKO-A655-GRH66Dw (IEC 61215-2021) | 2025-06-12 | 2028-06-12 | Yes
Zhejiang Aiko Solar Technology Co Ltd | AIKO-A660-GRH66Dw (IEC 61215-2021) | 2025-06-12 | 2028-06-12 | Yes
Zhejiang Aiko Solar Technology Co Ltd | AIKO-G465-MCH54Mw (IEC 61215-2021) | 2024-07-12 | 2027-07-12 | Yes
Zhejiang Aiko Solar Technology Co Ltd | AIKO-G470-MCH54Mw (IEC 61215-2021) | 2024-07-12 | 2027-07-12 | Yes
Zhejiang Aiko Solar Technology Co Ltd | AIKO-G475-MCH54Mw (IEC 61215-2021) | 2024-07-12 | 2027-07-12 | Yes
Zhejiang Aiko Solar Technology Co Ltd | AIKO-G480-MCH54Mw (IEC 61215-2021) | 2024-07-12 | 2027-07-12 | Yes
Zhejiang Aiko Solar Technology Co Ltd | AIKO-G485-MCH54Mw (IEC 61215-2021) | 2024-07-12 | 2027-07-12 | Yes
Zhejiang Aiko Solar Technology Co Ltd | AIKO-G620-MCH72Dw (IEC 61215-2021) | 2024-07-12 | 2027-07-12 | Yes
Zhejiang Aiko Solar Technology Co Ltd | AIKO-G625-MCH72Dw (IEC 61215-2021) | 2024-07-12 | 2027-07-12 | Yes
Zhejiang Aiko Solar Technology Co Ltd | AIKO-G625-MCH72Mw (IEC 61215-2021) | 2024-07-12 | 2027-07-12 | Yes
Zhejiang Aiko Solar Technology Co Ltd | AIKO-G630-MCH72Dw (IEC 61215-2021) | 2024-07-12 | 2027-07-12 | Yes
Zhejiang Aiko Solar Technology Co Ltd | AIKO-G630-MCH72Mw (IEC 61215-2021) | 2024-07-12 | 2027-07-12 | Yes
Zhejiang Aiko Solar Technology Co Ltd | AIKO-G635-MCH72Dw (IEC 61215-2021) | 2024-07-12 | 2027-07-12 | Yes
Zhejiang Aiko Solar Technology Co Ltd | AIKO-G635-MCH72Mw (IEC 61215-2021) | 2024-07-12 | 2027-07-12 | Yes
Zhejiang Aiko Solar Technology Co Ltd | AIKO-G640-MCH72Dw (IEC 61215-2021) | 2024-07-12 | 2027-07-12 | Yes
Zhejiang Aiko Solar Technology Co Ltd | AIKO-G640-MCH72Mw (IEC 61215-2021) | 2024-07-12 | 2027-07-12 | Yes
Zhejiang Aiko Solar Technology Co Ltd | AIKO-G645-MCH72Dw (IEC 61215-2021) | 2024-07-12 | 2027-07-12 | Yes
Zhejiang Aiko Solar Technology Co Ltd | AIKO-G645-MCH72Mw (IEC 61215-2021) | 2024-07-12 | 2027-07-12 | Yes
Zhejiang Aiko Solar Technology Co Ltd | AIKO-G650-MCH72Dw (IEC 61215-2021) | 2024-07-12 | 2027-07-12 | Yes
Zhejiang Aiko Solar Technology Co Ltd | AIKO-G650-MCH72Mw (IEC 61215-2021) | 2024-07-12 | 2027-07-12 | Yes
Zhejiang Aiko Solar Technology Co Ltd | AIKO-G655-MCH72Mw (IEC 61215-2021) | 2024-07-12 | 2027-07-12 | Yes
Zhejiang Aiko Solar Technology Co Ltd | AIKO-G660-MCH72Mw (IEC 61215-2021) | 2024-07-12 | 2027-07-12 | Yes
Zhejiang Beyondsun Green Energy Technology Co Ltd | TSHM330-120HL | 2021-05-12 | 2024-09-30 | Yes
Zhejiang Beyondsun Green Energy Technology Co Ltd | TSHM335-120HL | 2021-05-12 | 2024-09-30 | Yes
Zhejiang Beyondsun Green Energy Technology Co Ltd | TSHM340-120HL | 2021-05-12 | 2024-09-30 | Yes
Zhejiang Beyondsun Green Energy Technology Co Ltd | TSHM365-120HW | 2021-05-12 | 2024-09-30 | Yes
Zhejiang Beyondsun Green Energy Technology Co Ltd | TSHM370-120HW | 2021-05-12 | 2024-09-30 | Yes
Zhejiang Beyondsun Green Energy Technology Co Ltd | TSHM375-120HW | 2021-05-12 | 2024-09-30 | Yes
Zhejiang Beyondsun Green Energy Technology Co Ltd | TSHM380-120HW | 2021-05-12 | 2024-09-30 | Yes
Zhejiang Beyondsun Green Energy Technology Co Ltd | TSHM385-120HW | 2021-05-12 | 2024-09-30 | Yes
Zhejiang Beyondsun Green Energy Technology Co Ltd | TSHM400-132HW | 2021-05-12 | 2024-09-30 | Yes
Zhejiang Beyondsun Green Energy Technology Co Ltd | TSHM400-144HL | 2021-05-12 | 2024-09-30 | Yes
Zhejiang Beyondsun Green Energy Technology Co Ltd | TSHM405-132HW | 2021-05-12 | 2024-09-30 | Yes
Zhejiang Beyondsun Green Energy Technology Co Ltd | TSHM405-144HL | 2021-05-12 | 2024-09-30 | Yes
Zhejiang Beyondsun Green Energy Technology Co Ltd | TSHM410-132HW | 2021-05-12 | 2024-09-30 | Yes
Zhejiang Beyondsun Green Energy Technology Co Ltd | TSHM410-144HL | 2021-05-12 | 2024-09-30 | Yes
Zhejiang Beyondsun Green Energy Technology Co Ltd | TSHM435-144HW | 2021-05-12 | 2024-09-30 | Yes
Zhejiang Beyondsun Green Energy Technology Co Ltd | TSHM440-144HW | 2021-05-12 | 2024-09-30 | Yes
Zhejiang Beyondsun Green Energy Technology Co Ltd | TSHM445-144HW | 2021-05-12 | 2024-09-30 | Yes
Zhejiang Beyondsun Green Energy Technology Co Ltd | TSHM450-144HW | 2021-05-12 | 2024-09-30 | Yes
Zhejiang Beyondsun Green Energy Technology Co Ltd | TSHM455-144HW | 2021-05-12 | 2024-09-30 | Yes
Zhejiang Beyondsun Green Energy Technology Co Ltd | TSHM460-144HW | 2021-05-12 | 2024-09-30 | Yes
Zhejiang Kingdom Solar Energy Technic Co Ltd | KD-M440-108-N (IEC 61215-2021) | 2025-08-04 | 2028-08-04 | Yes
Zhejiang Kingdom Solar Energy Technic Co Ltd | KD-M570-144-N (IEC 61215-2021) | 2025-08-04 | 2028-08-04 | Yes
Zhejiang Kingdom Solar Energy Technic Co Ltd | KD-M590-144-N (IEC 61215-2021) | 2025-08-04 | 2028-08-04 | Yes
Zhejiang Sunpro Power Technology co Ltd | SP415-108M10 | 2023-08-16 | 2025-03-31 | Yes
Zhejiang Sunpro Power Technology co Ltd | SP415-N108M10 | 2023-08-16 | 2025-03-31 | Yes
Zhejiang Sunpro Power Technology co Ltd | SP415-N108M10 (IEC 61215-2021) | 2024-10-03 | 2027-10-03 | Yes
Zhejiang Sunpro Power Technology co Ltd | SP440-N108M10 | 2023-08-16 | 2025-03-31 | Yes
Zhejiang Sunpro Power Technology co Ltd | SP440-N108M10 (IEC 61215-2021) | 2024-10-03 | 2027-10-03 | Yes
Zhejiang Sunpro Power Technology co Ltd | SP475-N120M10 | 2023-08-16 | 2025-03-31 | Yes
Zhejiang Sunpro Power Technology co Ltd | SP475-N120M10 (IEC 61215-2021) | 2024-10-03 | 2027-10-03 | Yes
Zhejiang Sunpro Power Technology co Ltd | SP530-N132M10 (IEC 61215-2021) | 2024-10-03 | 2027-10-03 | Yes
Zhejiang Sunpro Power Technology co Ltd | SP540-N132M10 (IEC 61215-2021) | 2024-10-03 | 2027-10-03 | Yes
Zhejiang Sunpro Power Technology co Ltd | SP545-144M10 | 2023-08-16 | 2025-03-31 | Yes
Zhejiang Sunpro Power Technology co Ltd | SP550-144M10 | 2023-08-16 | 2025-03-31 | Yes
Zhejiang Sunpro Power Technology co Ltd | SP550-N144M10 (IEC 61215-2021) | 2024-10-03 | 2027-10-03 | Yes
Zhejiang Sunpro Power Technology co Ltd | SP570-N144M10 | 2023-08-16 | 2025-03-31 | Yes
Zhejiang Sunpro Power Technology co Ltd | SP575-N144M10 (IEC 61215-2021) | 2024-10-03 | 2027-10-03 | Yes
Zhejiang Sunpro Power Technology co Ltd | SP580-N144M10 (IEC 61215-2021) | 2024-10-03 | 2027-10-03 | Yes
Zhejiang Sunpro Power Technology co Ltd | SP625-N156M10 (IEC 61215-2021) | 2024-10-03 | 2027-10-03 | Yes
Zhejiang Sunpro Power Technology co Ltd | SP630-N156M10 (IEC 61215-2021) | 2024-10-03 | 2027-10-03 | Yes
Zhejiang Sunpro Power Technology co Ltd | SP660-132M12 | 2023-08-16 | 2025-03-31 | Yes
Zhejiang Sunpro Power Technology co Ltd | SPDG415-N108M10 (IEC 61215-2021) | 2024-10-03 | 2027-10-03 | Yes
Zhejiang Sunpro Power Technology co Ltd | SPDG440-N108M10 | 2023-08-16 | 2025-03-31 | Yes
Zhejiang Sunpro Power Technology co Ltd | SPDG440-N108M10 (IEC 61215-2021) | 2024-10-03 | 2027-10-03 | Yes
Zhejiang Sunpro Power Technology co Ltd | SPDG475-N120M10 | 2023-08-16 | 2025-03-31 | Yes
Zhejiang Sunpro Power Technology co Ltd | SPDG475-N120M10 (IEC 61215-2021) | 2024-10-03 | 2027-10-03 | Yes
Zhejiang Sunpro Power Technology co Ltd | SPDG530-N132M10 (IEC 61215-2021) | 2024-10-03 | 2027-10-03 | Yes
Zhejiang Sunpro Power Technology co Ltd | SPDG540-N132M10 (IEC 61215-2021) | 2024-10-03 | 2027-10-03 | Yes
Zhejiang Sunpro Power Technology co Ltd | SPDG545-144M10 | 2023-08-16 | 2025-03-31 | Yes
Zhejiang Sunpro Power Technology co Ltd | SPDG550-144M10 | 2023-08-16 | 2025-03-31 | Yes
Zhejiang Sunpro Power Technology co Ltd | SPDG550-N144M10 (IEC 61215-2021) | 2024-10-03 | 2027-10-03 | Yes
Zhejiang Sunpro Power Technology co Ltd | SPDG570-N144M10 | 2023-08-16 | 2025-03-31 | Yes
Zhejiang Sunpro Power Technology co Ltd | SPDG575-N144M10 (IEC 61215-2021) | 2024-10-03 | 2027-10-03 | Yes
Zhejiang Sunpro Power Technology co Ltd | SPDG580-N144M10 (IEC 61215-2021) | 2024-10-03 | 2027-10-03 | Yes
Zhejiang Sunpro Power Technology co Ltd | SPDG625-N156M10 (IEC 61215-2021) | 2024-10-03 | 2027-10-03 | Yes
Zhejiang Sunpro Power Technology co Ltd | SPDG630-N156M10 (IEC 61215-2021) | 2024-10-03 | 2027-10-03 | Yes
Zhejiang Sunpro Power Technology co Ltd | SPDG660-132M10 | 2023-08-16 | 2024-09-30 | Yes
Zhejiang Sunpro Power Technology co Ltd | SPDG670-132M10 | 2023-08-16 | 2024-09-30 | Yes
ZNSHINE PV-TECH CO LTD | ZXM6-NH120-370/M | 2023-06-09 | 2024-09-30 | Yes
ZNSHINE PV-TECH CO LTD | ZXM6-NH132-400/M | 2021-03-29 | 2024-01-02 | Yes
ZNSHINE PV-TECH CO LTD | ZXM6-NH132-405/M | 2021-03-29 | 2024-01-02 | Yes
ZNSHINE PV-TECH CO LTD | ZXM6-NH132-410/M | 2021-03-29 | 2024-01-02 | Yes
ZNSHINE PV-TECH CO LTD | ZXM6-NH132-415/M | 2021-06-23 | 2024-01-02 | Yes
ZNSHINE PV-TECH CO LTD | ZXM6-NH144-440/M | 2021-03-29 | 2024-01-02 | Yes
ZNSHINE PV-TECH CO LTD | ZXM6-NH144-445/M | 2021-03-29 | 2024-01-02 | Yes
ZNSHINE PV-TECH CO LTD | ZXM6-NH156-485/M | 2021-03-29 | 2024-01-02 | Yes
ZNSHINE PV-TECH CO LTD | ZXM6-NHLD144-440/M | 2021-03-29 | 2024-03-27 | Yes
ZNSHINE PV-TECH CO LTD | ZXM6-NHLD144-445/M | 2021-03-29 | 2024-03-27 | Yes
ZNSHINE PV-TECH CO LTD | ZXM6-NHLDD144-440/M | 2021-03-29 | 2024-03-27 | Yes
ZNSHINE PV-TECH CO LTD | ZXM6-NHLDD144-445/M | 2021-03-29 | 2024-03-27 | Yes
ZNSHINE PV-TECH CO LTD | ZXM7-NH108-415/M | 2023-09-19 | 2024-09-30 | Yes
ZNSHINE PV-TECH Co Ltd | ZXM7-SH108-400/M | 2024-01-22 | 2024-09-30 | Yes
ZNSHINE PV-TECH CO LTD | ZXM7-SH108-400/M (TUV NORD) | 2021-06-23 | 2024-09-30 | Yes
ZNSHINE PV-TECH Co Ltd | ZXM7-SH108-405/M | 2024-01-22 | 2024-09-30 | Yes
ZNSHINE PV-TECH CO LTD | ZXM7-SH108-405/M (TUV NORD) | 2021-06-23 | 2024-09-30 | Yes
ZNSHINE PV-TECH Co Ltd | ZXM7-SH108-410/M | 2024-01-22 | 2024-09-30 | Yes
ZNSHINE PV-TECH CO LTD | ZXM7-SH108-410/M (TUV NORD) | 2021-06-23 | 2024-09-30 | Yes
ZNSHINE PV-TECH Co Ltd | ZXM7-SH108-415/M | 2024-01-22 | 2024-09-30 | Yes
ZNSHINE PV-TECH Co Ltd | ZXM7-SH108-415/M (IEC 61215-2021) | 2024-09-16 | 2027-09-16 | Yes
ZNSHINE PV-TECH CO LTD | ZXM7-SH108-415/M (TUV NORD) | 2021-06-23 | 2024-09-30 | Yes
ZNSHINE PV-TECH CO LTD | ZXM7-SH108-415/N | 2023-06-09 | 2024-09-30 | Yes
ZNSHINE PV-TECH CO LTD | ZXM7-SH108-430/N | 2023-06-09 | 2024-09-30 | Yes
ZNSHINE PV-TECH CO LTD | ZXM7-SH108-435/N | 2023-06-09 | 2024-09-30 | Yes
ZNSHINE PV-TECH CO LTD | ZXM7-SH108-440/N | 2023-09-19 | 2024-09-30 | Yes
ZNSHINE PV-TECH Co Ltd | ZXM7-SH120-440/M | 2024-01-22 | 2024-09-30 | Yes
ZNSHINE PV-TECH Co Ltd | ZXM7-SH120-440/M (IEC 61215-2021) | 2024-09-16 | 2027-09-16 | Yes
ZNSHINE PV-TECH CO LTD | ZXM7-SH120-440/M (TUV NORD) | 2021-06-23 | 2024-09-30 | Yes
ZNSHINE PV-TECH Co Ltd | ZXM7-SH120-450/M | 2024-01-22 | 2024-09-30 | Yes
ZNSHINE PV-TECH CO LTD | ZXM7-SH120-450/M (TUV NORD) | 2021-06-23 | 2024-09-30 | Yes
ZNSHINE PV-TECH CO LTD | ZXM7-SH120-475/N | 2023-06-09 | 2024-09-30 | Yes
ZNSHINE PV-TECH CO LTD | ZXM7-SH132-510/M | 2023-06-09 | 2024-09-30 | Yes
ZNSHINE PV-TECH Co Ltd | ZXM7-SH132-510/M (IEC 61215-2021) | 2024-09-16 | 2027-09-16 | Yes
ZNSHINE PV-TECH CO LTD | ZXM7-SH132-510/N | 2023-06-09 | 2024-09-30 | Yes
ZNSHINE PV-TECH CO LTD | ZXM7-SH144-550/M | 2023-06-09 | 2024-09-30 | Yes
ZNSHINE PV-TECH Co Ltd | ZXM7-SH144-550/M (IEC 61215-2021) | 2024-09-16 | 2027-09-16 | Yes
ZNSHINE PV-TECH CO LTD | ZXM7-SH144-550/N | 2023-06-09 | 2024-09-30 | Yes
ZNSHINE PV-TECH CO LTD | ZXM7-SHDB144-550/M | 2023-06-09 | 2024-09-30 | Yes
ZNSHINE PV-TECH Co Ltd | ZXM7-SHLD108-400/M | 2024-01-22 | 2024-09-30 | Yes
ZNSHINE PV-TECH CO LTD | ZXM7-SHLD108-400/M (TUV NORD) | 2021-12-22 | 2024-09-30 | Yes
ZNSHINE PV-TECH Co Ltd | ZXM7-SHLD108-410/M | 2024-01-22 | 2024-09-30 | Yes
ZNSHINE PV-TECH CO LTD | ZXM7-SHLD108-410/M (TUV NORD) | 2021-12-22 | 2024-09-30 | Yes
ZNSHINE PV-TECH Co Ltd | ZXM7-SHLD108-415/M | 2024-01-22 | 2024-09-30 | Yes
ZNSHINE PV-TECH CO LTD | ZXM7-SHLD108-415/M (IEC 61215-2021) | 2024-09-20 | 2027-09-20 | Yes
ZNSHINE PV-TECH CO LTD | ZXM7-SHLD108-415/M (TUV NORD) | 2021-12-22 | 2024-09-30 | Yes
ZNSHINE PV-TECH CO LTD | ZXM7-SHLD108-415/N | 2023-06-09 | 2024-09-30 | Yes
ZNSHINE PV-TECH CO LTD | ZXM7-SHLD108-430/N | 2023-06-09 | 2024-09-30 | Yes
ZNSHINE PV-TECH CO LTD | ZXM7-SHLD108-435/N | 2023-06-09 | 2024-09-30 | Yes
ZNSHINE PV-TECH CO LTD | ZXM7-SHLD108-440/N | 2023-09-19 | 2024-09-30 | Yes
ZNSHINE PV-TECH Co Ltd | ZXM7-SHLD120-440/M | 2024-01-22 | 2024-09-30 | Yes
ZNSHINE PV-TECH CO LTD | ZXM7-SHLD120-440/M (IEC 61215-2021) | 2024-09-20 | 2027-09-20 | Yes
ZNSHINE PV-TECH CO LTD | ZXM7-SHLD120-440/M (TUV NORD) | 2021-06-23 | 2024-09-30 | Yes
ZNSHINE PV-TECH Co Ltd | ZXM7-SHLD120-450/M | 2024-01-22 | 2024-09-30 | Yes
ZNSHINE PV-TECH CO LTD | ZXM7-SHLD120-450/M (TUV NORD) | 2021-06-23 | 2024-09-30 | Yes
ZNSHINE PV-TECH CO LTD | ZXM7-SHLD120-475/N | 2023-09-19 | 2024-09-30 | Yes
ZNSHINE PV-TECH CO LTD | ZXM7-SHLD132-510/M | 2023-06-09 | 2024-09-30 | Yes
ZNSHINE PV-TECH CO LTD | ZXM7-SHLD132-510/M (IEC 61215-2021) | 2024-09-20 | 2027-09-20 | Yes
ZNSHINE PV-TECH CO LTD | ZXM7-SHLD144-535/M | 2021-06-23 | 2024-03-27 | Yes
ZNSHINE PV-TECH CO LTD | ZXM7-SHLD144-540/M | 2021-06-23 | 2024-03-27 | Yes
ZNSHINE PV-TECH Co Ltd | ZXM7-SHLD144-550/M | 2024-01-22 | 2024-09-30 | Yes
ZNSHINE PV-TECH CO LTD | ZXM7-SHLD144-550/M (IEC 61215-2021) | 2024-09-20 | 2027-09-20 | Yes
ZNSHINE PV-TECH CO LTD | ZXM7-SHLDD108-415/M | 2023-06-09 | 2024-09-30 | Yes
ZNSHINE PV-TECH CO LTD | ZXM7-SHLDD108-415/N | 2023-06-09 | 2024-09-30 | Yes
ZNSHINE PV-TECH CO LTD | ZXM7-SHLDD108-430/N | 2023-06-09 | 2024-09-30 | Yes
ZNSHINE PV-TECH CO LTD | ZXM7-SHLDD108-435/N | 2023-06-09 | 2024-09-30 | Yes
ZNSHINE PV-TECH CO LTD | ZXM7-SHLDD108-440/N | 2023-09-19 | 2024-09-30 | Yes
ZNSHINE PV-TECH CO LTD | ZXM7-SHLDD120-455/M | 2023-06-09 | 2024-09-30 | Yes
ZNSHINE PV-TECH CO LTD | ZXM7-SHLDD132-510/M | 2023-06-09 | 2024-09-30 | Yes
ZNSHINE PV-TECH CO LTD | ZXM7-SHLDD144-535/M | 2021-06-23 | 2024-03-27 | Yes
ZNSHINE PV-TECH Co Ltd | ZXM7-SHLDD144-540/M | 2024-01-22 | 2024-09-30 | Yes
ZNSHINE PV-TECH CO LTD | ZXM7-SHLDD144-540/M (TUV NORD) | 2021-06-23 | 2024-09-30 | Yes
ZNSHINE PV-TECH Co Ltd | ZXM7-SHLDD144-545/M | 2024-01-22 | 2024-09-30 | Yes
ZNSHINE PV-TECH CO LTD | ZXM7-SHLDD144-550/M | 2023-06-09 | 2024-09-30 | Yes
ZNSHINE PV-TECH CO LTD | ZXM7-SP120-475/N | 2023-06-09 | 2024-09-30 | Yes
ZNSHINE PV-TECH CO LTD | ZXM7-SPLD120-440/M | 2021-03-29 | 2024-03-27 | Yes
ZNSHINE PV-TECH CO LTD | ZXM7-SPLD120-445/M | 2021-03-29 | 2024-03-27 | Yes
ZNSHINE PV-TECH CO LTD | ZXM7-SPLD120-475/N | 2023-09-19 | 2024-09-30 | Yes
ZNSHINE PV-TECH CO LTD | ZXM7-SPLD144-530/M | 2021-03-29 | 2024-03-27 | Yes
ZNSHINE PV-TECH CO LTD | ZXM7-SPLD144-535/M | 2021-03-29 | 2024-03-27 | Yes
ZNSHINE PV-TECH CO LTD | ZXM7-SPLD144-540/M | 2021-03-29 | 2024-03-27 | Yes
ZNSHINE PV-TECH Co Ltd | ZXM7-SPLD144-545/M | 2024-01-22 | 2024-09-30 | Yes
ZNSHINE PV-TECH Co Ltd | ZXM7-SPLD144-550/M | 2024-01-22 | 2024-09-30 | Yes
ZNSHINE PV-TECH CO LTD | ZXM7-SPLDD120-440/M | 2021-03-29 | 2024-03-27 | Yes
ZNSHINE PV-TECH CO LTD | ZXM7-SPLDD120-445/M | 2021-03-29 | 2024-03-27 | Yes
ZNSHINE PV-TECH CO LTD | ZXM7-SPLDD144-530/M | 2021-03-29 | 2024-03-27 | Yes
ZNSHINE PV-TECH CO LTD | ZXM7-SPLDD144-535/M | 2021-03-29 | 2024-03-27 | Yes
ZNSHINE PV-TECH Co Ltd | ZXM7-SPLDD144-540/M | 2024-01-22 | 2024-09-30 | Yes
ZNSHINE PV-TECH CO LTD | ZXM7-SPLDD144-540/M (TUV NORD) | 2021-03-29 | 2024-09-30 | Yes
ZNSHINE PV-TECH Co Ltd | ZXM7-SPLDD144-545/M | 2024-01-22 | 2024-09-30 | Yes
ZNSHINE PV-TECH CO LTD | ZXM7-UH108-415/M | 2023-09-19 | 2024-09-30 | Yes
ZNSHINE PV-TECH CO LTD | ZXM7-UH108-415/N | 2023-06-09 | 2024-09-30 | Yes
ZNSHINE PV-TECH CO LTD | ZXM7-UH108-430/N | 2023-06-09 | 2024-09-30 | Yes
ZNSHINE PV-TECH CO LTD | ZXM7-UH108-435/N | 2023-06-09 | 2024-09-30 | Yes
ZNSHINE PV-TECH CO LTD | ZXM7-UH108-440/N | 2023-09-19 | 2024-09-30 | Yes
ZNSHINE PV-TECH CO LTD | ZXM7-UH120-475/N | 2023-06-09 | 2024-09-30 | Yes
ZNSHINE PV-TECH CO LTD | ZXM7-UH132-510/N | 2023-06-09 | 2024-09-30 | Yes
ZNSHINE PV-TECH CO LTD | ZXM7-UH144-550/N | 2023-06-09 | 2024-09-30 | Yes
ZNSHINE PV-TECH CO LTD | ZXM7-UHLD108-415/M | 2023-09-19 | 2024-09-30 | Yes
ZNSHINE PV-TECH CO LTD | ZXM7-UHLD108-415/N | 2023-06-09 | 2024-09-30 | Yes
ZNSHINE PV-TECH CO LTD | ZXM7-UHLD108-430/N | 2023-06-09 | 2024-09-30 | Yes
ZNSHINE PV-TECH CO LTD | ZXM7-UHLD108-435/N | 2023-06-09 | 2024-09-30 | Yes
ZNSHINE PV-TECH CO LTD | ZXM7-UHLD108-440/N | 2023-09-19 | 2024-09-30 | Yes
ZNSHINE PV-TECH CO LTD | ZXM7-UHLD108-440/N (IEC 61215-2021) | 2024-09-20 | 2027-09-20 | Yes
ZNSHINE PV-TECH CO LTD | ZXM7-UHLD120-475/N | 2023-09-19 | 2024-09-30 | Yes
ZNSHINE PV-TECH CO LTD | ZXM7-UHLD120-475/N (IEC 61215-2021) | 2024-09-20 | 2027-09-20 | Yes
ZNSHINE PV-TECH CO LTD | ZXM7-UHLD132-510/N | 2023-09-19 | 2024-09-30 | Yes
ZNSHINE PV-TECH CO LTD | ZXM7-UHLD132-510/N (IEC 61215-2021) | 2024-09-20 | 2027-09-20 | Yes
ZNSHINE PV-TECH CO LTD | ZXM7-UHLD144-550/N | 2023-09-19 | 2024-09-30 | Yes
ZNSHINE PV-TECH CO LTD | ZXM7-UHLDD108-415/N | 2023-06-09 | 2024-09-30 | Yes
ZNSHINE PV-TECH CO LTD | ZXM7-UHLDD108-415/N (IEC 61215-2021) | 2024-09-20 | 2027-09-20 | Yes
ZNSHINE PV-TECH CO LTD | ZXM7-UHLDD108-430/N | 2023-06-09 | 2024-09-30 | Yes
ZNSHINE PV-TECH CO LTD | ZXM7-UHLDD108-435/N | 2023-06-09 | 2024-09-30 | Yes
ZNSHINE PV-TECH CO LTD | ZXM7-UHLDD108-440/N | 2023-09-19 | 2024-09-30 | Yes
ZNSHINE PV-TECH CO LTD | ZXM7-UHLDD108-440/N (IEC 61215-2021) | 2024-09-20 | 2027-09-20 | Yes
ZNSHINE PV-TECH CO LTD | ZXM7-UHLDD120-475/N | 2023-09-19 | 2024-09-30 | Yes
ZNSHINE PV-TECH CO LTD | ZXM7-UHLDD120-475/N (IEC 61215-2021) | 2024-09-20 | 2027-09-20 | Yes
ZNSHINE PV-TECH CO LTD | ZXM7-UHLDD132-510/N | 2023-06-09 | 2024-09-30 | Yes
ZNSHINE PV-TECH CO LTD | ZXM7-UHLDD132-510/N (IEC 61215-2021) | 2024-09-20 | 2027-09-20 | Yes
ZNSHINE PV-TECH CO LTD | ZXM7-UHLDD144-550/N | 2023-06-09 | 2024-09-30 | Yes
ZNSHINE PV-TECH CO LTD | ZXM7-UHLDD144-580/N (IEC 61215-2021) | 2024-09-20 | 2027-09-20 | Yes
ZNSHINE PV-TECH CO LTD | ZXM7-UP108-440/N | 2023-09-19 | 2024-09-30 | Yes
ZNSHINE PV-TECH CO LTD | ZXM7-UP120-475/N | 2023-06-09 | 2024-09-30 | Yes
ZNSHINE PV-TECH CO LTD | ZXM7-UPLD108-440/N | 2023-09-19 | 2024-09-30 | Yes
ZNSHINE PV-TECH CO LTD | ZXM7-UPLD120-475/N | 2023-09-19 | 2024-09-30 | Yes
ZNSHINE PV-TECH CO LTD | ZXM7-UPLDD108-440/N | 2023-09-19 | 2024-09-30 | Yes
ZNSHINE PV-TECH CO LTD | ZXM7-UPLDD120-475/N | 2023-09-19 | 2024-09-30 | Yes
ZNSHINE PV-TECH CO LTD | ZXM8-SP120-390/M | 2021-12-22 | 2024-01-02 | Yes
ZNSHINE PV-TECH CO LTD | ZXM8-SP120-395/M | 2021-12-22 | 2024-01-02 | Yes
ZNSHINE PV-TECH CO LTD | ZXM8-SP120-400/M | 2021-06-23 | 2024-01-02 | Yes
ZNSHINE PV-TECH CO LTD | ZXM8-SP120-405/M | 2021-06-23 | 2024-01-02 | Yes
ZNSHINE PV-TECH CO LTD | ZXM8-SP120-410/M | 2021-06-23 | 2024-01-02 | Yes
ZNSHINE PV-TECH CO LTD | ZXM8-SP130-430/M | 2021-06-23 | 2024-01-02 | Yes
ZNSHINE PV-TECH CO LTD | ZXM8-SP130-435/M | 2021-06-23 | 2024-01-02 | Yes
ZNSHINE PV-TECH CO LTD | ZXM8-SP130-440/M | 2021-06-23 | 2024-01-02 | Yes
ZNSHINE PV-TECH CO LTD | ZXM8-SP130-445/M | 2021-12-22 | 2024-01-02 | Yes
ZNSHINE PV-TECH CO LTD | ZXM8-SP140-475/M | 2021-12-22 | 2024-01-02 | Yes
ZNSHINE PV-TECH CO LTD | ZXM8-SP140-480/M | 2021-12-22 | 2024-01-02 | Yes
ZNSHINE PV-TECH CO LTD | ZXM8-SP150-500/M | 2021-06-23 | 2024-01-02 | Yes
ZNSHINE PV-TECH CO LTD | ZXM8-SP150-510/M | 2021-12-22 | 2024-01-02 | Yes
ZNSHINE PV-TECH CO LTD | ZXM8-SPLD120-390/M | 2021-12-22 | 2024-03-27 | Yes
ZNSHINE PV-TECH CO LTD | ZXM8-SPLD120-395/M | 2021-12-22 | 2024-03-27 | Yes
ZNSHINE PV-TECH CO LTD | ZXM8-SPLD120-400/M | 2021-12-22 | 2024-03-27 | Yes
ZNSHINE PV-TECH CO LTD | ZXM8-SPLD120-410/M | 2021-12-22 | 2024-03-27 | Yes
ZNSHINE PV-TECH CO LTD | ZXM8-SPLD130-440/M | 2021-12-22 | 2024-03-27 | Yes
ZNSHINE PV-TECH CO LTD | ZXM8-SPLD130-445/M | 2021-12-22 | 2024-03-27 | Yes
ZNSHINE PV-TECH CO LTD | ZXM8-SPLD150-500/M | 2021-12-22 | 2024-03-27 | Yes
ZNSHINE PV-TECH CO LTD | ZXM8-SPLD150-510/M | 2021-12-22 | 2024-03-27 | Yes
ZNSHINE PV-TECH CO LTD | ZXM8-TP100-500/M | 2023-06-09 | 2024-09-30 | Yes
ZNSHINE PV-TECH CO LTD | ZXM8-TP120-600/M | 2023-06-09 | 2024-09-30 | Yes
ZNSHINE PV-TECH Co Ltd | ZXM8-TPLDD110-550/M | 2024-01-22 | 2024-09-30 | Yes
ZNSHINE PV-TECH CO LTD | ZXM8-TPLDD110-550/M (TUV NORD) | 2021-12-22 | 2024-09-30 | Yes
ZNSHINE PV-TECH Co Ltd | ZXM8-TPLDD120-600/M | 2024-01-22 | 2024-09-30 | Yes
ZNSHINE PV-TECH CO LTD | ZXM8-TPLDD120-600/M (TUV NORD) | 2021-12-22 | 2024-09-30 | Yes
ZNSHINE PV-TECH CO LTD | ZXM8-TPLDD132-660/M | 2023-06-09 | 2024-09-30 | Yes
ZNSHINE PV-TECH CO LTD | ZXMR-UHLD108-475/N (IEC 61215-2021) | 2024-09-20 | 2027-09-20 | Yes
ZNSHINE PV-TECH CO LTD | ZXMR-UHLD96-440/N (IEC 61215-2021) | 2024-09-20 | 2027-09-20 | Yes
ZNSHINE PV-TECH CO LTD | ZXMR-UHLDD108-475/N (IEC 61215-2021) | 2024-09-20 | 2027-09-20 | Yes
ZNSHINE PV-TECH CO LTD | ZXMR-UHLDD96-440/N (IEC 61215-2021) | 2024-09-20 | 2027-09-20 | Yes
ZNSHINE PV-TECH Co Ltd | ZXP6-72-330/P | 2024-01-22 | 2024-09-30 | Yes
ZNSHINE PV-TECH CO LTD | ZXP6-72-330/P (TUV NORD) | 2019-03-14 | 2024-01-02 | Yes