## CEC approved batteries
CEC approved batteries
The Clean Energy Council (CEC) approved batteries is to be used in conjunction with REC Registry bulk upload guidelines.
Data as at 21/10/2026
Manufacturer/Certificate Holder Account | Brand Name | Series | Model Number | Nominal Battery Capacity (kWh) | Usable Capacity (kWh) | CEC Approved Date | CEC Expiry Date
8 Star Energy Pty Ltd | Energizer | Powerstack | PS2900H-2 | 5.76 | 5.76 | 2024-04-10 | 2027-04-10
8 Star Energy Pty Ltd | Energizer | Powerstack | PS2900H-3 | 8.64 | 8.64 | 2024-04-10 | 2027-04-10
8 Star Energy Pty Ltd | Energizer | Powerstack | PS2900H-4 | 11.52 | 11.52 | 2024-04-10 | 2027-04-10
8 Star Energy Pty Ltd | Energizer | Powerstack | PS2900H-5 | 14.4 | 14.4 | 2024-04-10 | 2027-04-10
8 Star Energy Pty Ltd | Energizer | Powerstack | PS2900H-6 | 17.28 | 17.28 | 2024-04-10 | 2027-04-10
8 Star Energy Pty Ltd | Energizer | Powerstack | PS2900H-7 | 20.16 | 20.16 | 2024-04-10 | 2027-04-10
AERL Pty Ltd | AERL | LiFe2 | LiFe2-5120S | 5.12 | 5.12 | 2025-08-08 | 2027-12-31
AESON POWER PTY LTD | AESON | Lithium-ion Battery | APS5000 | 5.12 | 5.12 | 2024-09-30 | 2027-09-30
Afore New Energy Technology (Shanghai) Co Ltd | Afore | AF-HT Series | AF10000W-HT | 10.44 | 10.44 | 2026-01-29 | 2027-12-31
Afore New Energy Technology (Shanghai) Co Ltd | Afore | AF-HU Series | AF13000W-HU | 13.82 | 13.82 | 2026-01-28 | 2027-12-31
Afore New Energy Technology (Shanghai) Co Ltd | Afore | AF-HT Series | AF15000W-HT | 15.66 | 15.66 | 2026-01-29 | 2027-12-31
Afore New Energy Technology (Shanghai) Co Ltd | Afore | AF-HU Series | AF18000W-HU | 18.43 | 18.43 | 2026-01-28 | 2027-12-31
Afore New Energy Technology (Shanghai) Co Ltd | Afore | AF-HT Series | AF20000W-HT | 20.88 | 20.88 | 2026-01-29 | 2027-12-31
Afore New Energy Technology (Shanghai) Co Ltd | Afore | AF-HU Series | AF23000W-HU | 23.04 | 23.04 | 2026-01-28 | 2027-12-31
Afore New Energy Technology (Shanghai) Co Ltd | Afore | AF-HT Series | AF25000W-HT | 26.11 | 26.11 | 2026-01-29 | 2027-12-31
Afore New Energy Technology (Shanghai) Co Ltd | Afore | AF-HT Series | AF30000W-HT | 31.33 | 31.33 | 2026-01-29 | 2027-12-31
Afore New Energy Technology (Shanghai) Co Ltd | Afore | AF-HT Series | AF40000W-HT | 41.77 | 41.77 | 2026-01-29 | 2027-12-31
Afore New Energy Technology (Shanghai) Co Ltd | Afore | AF-HU Series | AF9000W-HU | 9.21 | 9.21 | 2026-01-28 | 2027-12-31
AISWEI New Energy Technology (Yangzhong) Co Ltd | Solplanet | Ai-HB G2 | Ai-HB 050B | 5.12 | 5.12 | 2026-01-29 | 2027-12-31
AISWEI New Energy Technology (Yangzhong) Co Ltd | Solplanet | Ai-HB | Ai-HB 075A | 7.68 | 6.91 | 2023-07-11 | 2027-01-07
AISWEI New Energy Technology (Yangzhong) Co Ltd | Solplanet | Ai-HB G2 | Ai-HB 075B | 7.68 | 7.68 | 2026-01-29 | 2027-12-31
AISWEI New Energy Technology (Yangzhong) Co Ltd | Solplanet | Ai-HB | Ai-HB 100A | 10.24 | 9.21 | 2023-07-11 | 2027-01-07
AISWEI New Energy Technology (Yangzhong) Co Ltd | Solplanet | Ai-HB G2 | Ai-HB 100B | 10.24 | 10.24 | 2026-01-29 | 2027-12-31
AISWEI New Energy Technology (Yangzhong) Co Ltd | Solplanet | Ai-HB | Ai-HB 125A | 12.8 | 11.52 | 2023-07-11 | 2027-01-07
AISWEI New Energy Technology (Yangzhong) Co Ltd | Solplanet | Ai-HB G2 | Ai-HB 125B | 12.8 | 12.8 | 2026-01-29 | 2027-12-31
AISWEI New Energy Technology (Yangzhong) Co Ltd | Solplanet | Ai-HB | Ai-HB 150A | 15.36 | 13.82 | 2023-07-11 | 2027-01-07
AISWEI New Energy Technology (Yangzhong) Co Ltd | Solplanet | Ai-HB G2 | Ai-HB 150B | 15.36 | 15.36 | 2026-01-29 | 2027-12-31
AISWEI New Energy Technology (Yangzhong) Co Ltd | Solplanet | Ai-HB | Ai-HB 175A | 17.92 | 16.12 | 2023-07-11 | 2027-01-07
AISWEI New Energy Technology (Yangzhong) Co Ltd | Solplanet | Ai-HB G2 | Ai-HB 175B | 17.92 | 17.92 | 2026-01-29 | 2027-12-31
AISWEI New Energy Technology (Yangzhong) Co Ltd | Solplanet | Ai-HB | Ai-HB 200A | 20.48 | 18.43 | 2023-07-11 | 2027-01-07
AISWEI New Energy Technology (Yangzhong) Co Ltd | Solplanet | Ai-HB G2 | Ai-HB 200B | 20.48 | 20.48 | 2026-01-29 | 2027-12-31
AISWEI New Energy Technology (Yangzhong) Co Ltd | Solplanet | Ai-LB Pro | Ai-LB 10K Pro | 10.24 | 9.216 | 2023-09-04 | 2026-09-04
AISWEI New Energy Technology (Yangzhong) Co Ltd | Solplanet | Ai-LB Pro | Ai-LB 5K Pro | 5.12 | 4.608 | 2023-09-04 | 2026-09-04
AISWEI New Energy Technology (Yangzhong) Co Ltd | Solplanet | AP-H | APH5.0-S10 | 51.2 | 51.2 | 2026-03-25 | 2027-12-31
AISWEI New Energy Technology (Yangzhong) Co Ltd | Solplanet | AP-H | APH5.0-S2 | 10.24 | 10.24 | 2026-03-25 | 2027-12-31
AISWEI New Energy Technology (Yangzhong) Co Ltd | Solplanet | AP-H | APH5.0-S3 | 15.36 | 15.36 | 2026-03-25 | 2027-12-31
AISWEI New Energy Technology (Yangzhong) Co Ltd | Solplanet | AP-H | APH5.0-S4 | 20.48 | 20.48 | 2026-03-25 | 2027-12-31
AISWEI New Energy Technology (Yangzhong) Co Ltd | Solplanet | AP-H | APH5.0-S5 | 25.6 | 25.6 | 2026-03-25 | 2027-12-31
AISWEI New Energy Technology (Yangzhong) Co Ltd | Solplanet | AP-H | APH5.0-S6 | 30.72 | 30.72 | 2026-03-25 | 2027-12-31
AISWEI New Energy Technology (Yangzhong) Co Ltd | Solplanet | AP-H | APH5.0-S7 | 35.84 | 35.84 | 2026-03-25 | 2027-12-31
AISWEI New Energy Technology (Yangzhong) Co Ltd | Solplanet | AP-H | APH5.0-S8 | 40.96 | 40.96 | 2026-03-25 | 2027-12-31
AISWEI New Energy Technology (Yangzhong) Co Ltd | Solplanet | AP-H | APH5.0-S9 | 46.08 | 46.08 | 2026-03-25 | 2027-12-31
AISWEI New Energy Technology (Yangzhong) Co Ltd | Solplanet | AP-L | APL15.0D-S | 15.07 | 13.95 | 2026-08-14 | 2027-12-31
AISWEI New Energy Technology (Yangzhong) Co Ltd | Solplanet | AP-L | APL15.0-S | 15.07 | 15.07 | 2026-08-14 | 2027-12-31
AISWEI New Energy Technology (Yangzhong) Co Ltd | Solplanet | AP-L | APL8.0D-S2 | 16.08 | 13.92 | 2026-08-14 | 2027-12-31
AISWEI New Energy Technology (Yangzhong) Co Ltd | Solplanet | AP-L | APL8.0-S2 | 16.08 | 16.08 | 2026-08-14 | 2027-12-31
AISWEI New Energy Technology (Yangzhong) Co Ltd | Solplanet | Ai-LB-G3 | ASW5120-LB-G3 | 5.12 | 5.12 | 2025-11-07 | 2027-12-31
Alpha ESS Co Ltd | Alpha ESS | Stax | M38314-60SNW | 60.25 | 54.23 | 2026-08-20 | 2027-12-31
Alpha ESS Co Ltd | Alpha ESS | Stax | M38314-72SNW | 72.3 | 65.07 | 2026-08-20 | 2027-12-31
Alpha ESS Co Ltd | Alpha ESS | Stax | M38314-84SNW | 84.35 | 75.92 | 2026-08-20 | 2027-12-31
Alpha ESS Co Ltd | Alpha ESS | Stax | M38314-96SNW | 96.4 | 86.76 | 2026-08-20 | 2027-12-31
Alpha ESS Co Ltd | Alpha.ESS | Residential Series | M4856-P | 2.9 | 2.8 | 2022-03-03 | 2025-09-03
Alpha ESS Co Ltd | Alpha ESS | SMILE B5 | SMILE-B5 (AS4777-2 2020) | 5.04 | 4.788 | 2026-03-05 | 2027-10-12
Alpha ESS Co Ltd | Alpha ESS | SMILE-B5 | SMILE-B5 II (AS4777-2 2020) | 10.08 | 9.576 | 2026-03-05 | 2027-10-12
Alpha ESS Co Ltd | Alpha ESS | SMILE-B5 | SMILE-B5 III (AS4777-2 2020) | 15.12 | 14.364 | 2026-03-05 | 2027-10-12
Alpha ESS Co Ltd | Alpha ESS | SMILE-B5 | SMILE-B5 IV (AS4777-2 2020) | 20.16 | 19.152 | 2026-03-05 | 2027-10-12
Alpha ESS Co Ltd | Alpha ESS | SMILE-B5 | SMILE-B5 V (AS4777-2 2020) | 25.2 | 23.94 | 2026-03-05 | 2027-10-12
Alpha ESS Co Ltd | Alpha ESS | SMILE-B5 | SMILE-B5 VI (AS4777-2 2020) | 30.24 | 28.728 | 2026-03-05 | 2027-10-12
Alpha ESS Co Ltd | Alpha ESS | SMILE Series | SMILE-BAT-10.3P | 10.3 | 9.3 | 2022-08-23 | 2025-08-23
Alpha ESS Co Ltd | AlphaESS | SMILE-BAT-13.3P | SMILE-BAT-13.3P | 13.34 | 13.34 | 2023-08-24 | 2027-02-24
Alpha ESS Co Ltd | Alpha ESS | SMILE-BAT | SMILE-BAT-14P | 13.99 | 13.99 | 2026-07-16 | 2027-12-31
Alpha ESS Co Ltd | Alpha ESS | SMILE-BAT | SMILE-BAT-14P II | 27.98 | 27.98 | 2026-07-16 | 2027-12-31
Alpha ESS Co Ltd | Alpha ESS | SMILE-BAT | SMILE-BAT-14P III | 41.97 | 41.97 | 2026-07-16 | 2027-12-31
Alpha ESS Co Ltd | Alpha ESS | SMILE-BAT | SMILE-BAT-14P IV | 55.96 | 55.96 | 2026-07-16 | 2027-12-31
Alpha ESS Co Ltd | Alpha ESS | SMILE-BAT | SMILE-BAT-14P V | 69.95 | 69.95 | 2026-07-16 | 2027-12-31
Alpha ESS Co Ltd | Alpha ESS | SMILE-BAT | SMILE-BAT-15P | 15.07 | 15.07 | 2026-07-16 | 2027-12-31
Alpha ESS Co Ltd | Alpha ESS | SMILE-BAT | SMILE-BAT-15P II | 30.14 | 30.14 | 2026-07-16 | 2027-12-31
Alpha ESS Co Ltd | Alpha ESS | SMILE-BAT | SMILE-BAT-15P III | 45.21 | 45.21 | 2026-07-16 | 2027-12-31
Alpha ESS Co Ltd | Alpha ESS | SMILE-BAT | SMILE-BAT-15P IV | 60.28 | 60.28 | 2026-07-16 | 2027-12-31
Alpha ESS Co Ltd | Alpha ESS | SMILE-BAT | SMILE-BAT-15P V | 75.36 | 75.36 | 2026-07-16 | 2027-12-31
Alpha ESS Co Ltd | Alpha ESS | SMILE | SMILE-G3-BAT-4.0S | 4 | 3.8 | 2024-04-22 | 2027-04-22
Alpha ESS Co Ltd | Alpha ESS | SMILE-G3-BAT | SMILE-G3-BAT-9.3S | 9.3 | 9.3 | 2025-11-17 | 2027-12-31
Alpha ESS Co Ltd | Alpha ESS | SMILE-G3-BAT | SMILE-G3-BAT-9.3S II | 18.6 | 18.6 | 2025-11-17 | 2027-12-31
Alpha ESS Co Ltd | Alpha ESS | SMILE-G3-BAT | SMILE-G3-BAT-9.3S III | 27.9 | 27.9 | 2025-11-17 | 2027-12-31
Alpha ESS Co Ltd | Alpha ESS | SMILE-G3-BAT | SMILE-G3-BAT-9.3S IV | 37.2 | 37.2 | 2025-11-17 | 2027-12-31
Alpha ESS Co Ltd | Alpha ESS | SMILE-G3-BAT | SMILE-G3-BAT-9.3S V | 46.5 | 46.5 | 2025-11-17 | 2027-12-31
Alpha ESS Co Ltd | Alpha ESS | SMILE-G3-BAT | SMILE-G3-BAT-9.3S VI | 55.8 | 55.8 | 2025-11-17 | 2027-12-31
Alpha ESS Co Ltd | Alpha ESS | SMILE-M | SMILE-M-BAT-13.9P | 13.99 | 13.99 | 2025-07-24 | 2027-12-31
Alpha ESS Co Ltd | Alpha ESS | SMILE-M | SMILE-M-BAT-13.9P II | 27.99 | 27.99 | 2025-07-24 | 2027-12-31
Alpha ESS Co Ltd | Alpha ESS | SMILE-M | SMILE-M-BAT-13.9P III | 41.99 | 41.99 | 2025-07-24 | 2027-12-31
Alpha ESS Co Ltd | Alpha ESS | SMILE-M | SMILE-M-BAT-13.9P IV | 55.99 | 55.99 | 2025-07-24 | 2027-12-31
Alpha ESS Co Ltd | Alpha ESS | SMILE-M-BAT | SMILE-M-BAT-5P | 5 | 5 | 2025-06-17 | 2027-12-31
Alpha ESS Co Ltd | Alpha ESS | SMILE-M-BAT | SMILE-M-BAT-5P II | 10 | 10 | 2025-06-17 | 2027-12-31
Alpha ESS Co Ltd | Alpha ESS | SMILE-M-BAT | SMILE-M-BAT-5P III | 15 | 15 | 2025-06-17 | 2027-12-31
Alpha ESS Co Ltd | Alpha ESS | SMILE-M-BAT | SMILE-M-BAT-5P IV | 20 | 20 | 2025-06-17 | 2027-12-31
Alpha ESS Co Ltd | Alpha ESS | SMILE-M-BAT | SMILE-M-BAT-5P V | 25 | 25 | 2025-06-17 | 2027-12-31
Alpha ESS Co Ltd | Alpha ESS | SMILE-M-BAT | SMILE-M-BAT-5P VI | 30 | 30 | 2025-06-17 | 2027-12-31
Alpha ESS Co Ltd | Alpha ESS | SMILE-S5 | SMILE-S5 (AS4777-2 2020) | 5.04 | 4.788 | 2026-03-05 | 2027-10-12
Alpha ESS Co Ltd | Alpha ESS | SMILE-S5 | SMILE-S5 II (AS4777-2 2020) | 10.08 | 9.576 | 2026-03-05 | 2027-10-12
Alpha ESS Co Ltd | Alpha ESS | SMILE-S5 | SMILE-S5 III (AS4777-2 2020) | 15.12 | 14.364 | 2026-03-05 | 2027-10-12
Alpha ESS Co Ltd | Alpha ESS | SMILE-S5 | SMILE-S5 IV (AS4777-2 2020) | 20.16 | 19.152 | 2026-03-05 | 2027-10-12
Alpha ESS Co Ltd | Alpha ESS | SMILE-S5 | SMILE-S5 V (AS4777-2 2020) | 25.2 | 23.94 | 2026-03-05 | 2027-10-12
Alpha ESS Co Ltd | Alpha ESS | SMILE-S5 | SMILE-S5 VI (AS4777-2 2020) | 30.24 | 28.728 | 2026-03-05 | 2027-10-12
ALTENERGY POWER SYSTEM INC | APstorage | APbattery | APbattery-51.2V/10.24kWh | 10.24 | 9.22 | 2026-03-30 | 2027-12-31
Anker Innovations Limited | ANKER | Anker SOLIX X1 | X1-B10-HC | 10 | 10 | 2025-03-27 | 2027-12-31
Anker Innovations Limited | ANKER | Anker SOLIX X1 | X1-B15-HC | 15 | 15 | 2025-03-27 | 2027-12-31
Anker Innovations Limited | ANKER | Anker SOLIX X1 | X1-B20-HC | 20 | 20 | 2025-03-27 | 2027-12-31
Anker Innovations Limited | ANKER | Anker SOLIX X1 | X1-B25-HC | 25 | 25 | 2025-03-27 | 2027-12-31
Anker Innovations Limited | ANKER | Anker SOLIX X1 | X1-B30-HC | 30 | 30 | 2025-03-27 | 2027-12-31
Anker Innovations Limited | ANKER | Anker SOLIX X1 | X1-B5-H | 5 | 5 | 2025-03-27 | 2027-12-31
Anker Innovations Limited | ANKER | Anker SOLIX X1 | X1-P6K-B05-S (AS4777-2 2020) | 5 | 5 | 2024-10-04 | 2027-10-04
Anker Innovations Limited | ANKER | Anker SOLIX X1 | X1-P6K-B10-S (AS4777-2 2020) | 10 | 10 | 2024-10-04 | 2027-10-04
Anker Innovations Limited | ANKER | Anker SOLIX X1 | X1-P6K-B15-S (AS4777-2 2020) | 15 | 15 | 2024-10-04 | 2027-10-04
Anker Innovations Limited | ANKER | Anker SOLIX X1 | X1-P6K-B20-S (AS4777-2 2020) | 20 | 20 | 2024-10-04 | 2027-10-04
Anker Innovations Limited | ANKER | Anker SOLIX X1 | X1-P6K-B25-S (AS4777-2 2020) | 25 | 25 | 2024-10-04 | 2027-10-04
Anker Innovations Limited | ANKER | Anker SOLIX X1 | X1-P6K-B30-S (AS4777-2 2020) | 30 | 30 | 2024-10-04 | 2027-10-04
Atmoce Holding BV | Atmoce | M-ELV Battery | MS-7K-U-1P (AS4777-2 2020) | 7.168 | 7 | 2026-04-20 | 2027-12-31
Atmoce Holding BV | Atmoce | M-ELV Battery | MS-7K-U-1P + MC100PRO-S1P (AS4777-2 2020) | 7.168 | 7 | 2026-04-20 | 2027-12-31
Atmoce Holding BV | Atmoce | M-ELV Battery | MS-7K-U-3P (AS4777-2 2020) | 7.168 | 7 | 2026-04-20 | 2027-12-31
Atmoce Holding BV | Atmoce | M-ELV Battery | MS-7K-U-3P + MC100PRO-T3P (AS4777-2 2020) | 7.168 | 7 | 2026-04-20 | 2027-12-31
BEIJING HUA XIN LIU HE INVESTMENT (AUSTRALIA) PTY LTD | solarbatt | B20L | B20L48V100 | 4.8 | 3.84 | 2023-06-01 | 2026-06-01
BEIJING HUA XIN LIU HE INVESTMENT (AUSTRALIA) PTY LTD | solarbatt | B20L | B20L51V100 | 5.12 | 4.096 | 2023-06-01 | 2026-06-01
BSL New Energy Technology Co Ltd | BSLBATT | B-LFP | B-LFP48-100E | 5.12 | 5.12 | 2023-08-07 | 2027-02-07
BSL New Energy Technology Co Ltd | BSLBATT | B-LFP48 | B-LFP48-100E 3U | 5.12 | 5.12 | 2026-04-28 | 2027-12-31
BSL New Energy Technology Co Ltd | BSLBATT | B-LFP | B-LFP48-200PW | 10.24 | 10.24 | 2023-08-07 | 2027-02-07
BSL New Energy Technology Co Ltd | BSLBATT | ESS-GRID HV PACK | HV PACK 10 | 77.76 | 69.98 | 2025-06-25 | 2027-12-31
BSL New Energy Technology Co Ltd | BSLBATT | ESS-GRID HV PACK | HV PACK 11 | 85.5 | 76.95 | 2025-06-25 | 2027-12-31
BSL New Energy Technology Co Ltd | BSLBATT | ESS-GRID HV PACK | HV PACK 12 | 93.3 | 83.97 | 2025-06-25 | 2027-12-31
BSL New Energy Technology Co Ltd | BSLBATT | ESS-GRID HV PACK | HV PACK 8 | 62.21 | 55.99 | 2025-06-25 | 2027-12-31
BSL New Energy Technology Co Ltd | BSLBATT | ESS-GRID HV PACK | HV PACK 9 | 69.98 | 62.98 | 2025-06-25 | 2027-12-31
BSL New Energy Technology Co Ltd | BSLBATT | MatchBox HVS | HVS 3 | 15.97 | 15.97 | 2025-09-04 | 2027-12-31
BSL New Energy Technology Co Ltd | BSLBATT | MatchBox HVS | HVS 4 | 21.29 | 21.29 | 2025-09-04 | 2027-12-31
BSL New Energy Technology Co Ltd | BSLBATT | MatchBox HVS | HVS 5 | 26.62 | 26.62 | 2025-09-04 | 2027-12-31
BSL New Energy Technology Co Ltd | BSLBATT | MatchBox HVS | HVS 6 | 31.94 | 31.94 | 2025-09-04 | 2027-12-31
BSL New Energy Technology Co Ltd | BSLBATT | MatchBox HVS | HVS 7 | 37.27 | 37.27 | 2025-09-04 | 2027-12-31
BSL New Energy Technology Co Ltd | BSLBATT | Li-Pro Series | Li-Pro 10240 | 10.304 | 10.304 | 2026-04-10 | 2027-12-31
Bytewatt Technology Co Ltd | NEOVOLT | BW-BAT-10.1P | BW-BAT-10.1P | 10.1 | 9.6 | 2026-09-29 | 2027-12-31
Bytewatt Technology Co.,Ltd. | NEOVOLT | BW-BAT-4.8S | BW-BAT-4.8S | 4.8 | 4.6 | 2024-12-06 | 2027-12-06
Bytewatt Technology Co.,Ltd. | NEOVOLT | BW-BAT-9.6P | BW-BAT-9.6P I | 9.6 | 9.1 | 2024-12-06 | 2026-09-15
Bytewatt Technology Co.,Ltd. | NEOVOLT | BW-BAT-9.6P | BW-BAT-9.6P II | 19.2 | 18.2 | 2024-12-06 | 2026-09-15
Bytewatt Technology Co.,Ltd. | NEOVOLT | BW-BAT-9.6P | BW-BAT-9.6P III | 28.8 | 27.3 | 2024-12-06 | 2026-09-15
Bytewatt Technology Co.,Ltd. | NEOVOLT | BW-BAT-9.6P | BW-BAT-9.6P IV | 38.4 | 36.4 | 2024-12-06 | 2026-09-15
Bytewatt Technology Co.,Ltd. | NEOVOLT | BW-BAT-9.6P | BW-BAT-9.6P V | 48 | 45.5 | 2024-12-06 | 2026-09-15
Bytewatt Technology Co.,Ltd. | NEOVOLT | BW-BAT-9.6P | BW-BAT-9.6P VI | 57.6 | 54.6 | 2024-12-06 | 2026-09-15
CALB Group Co Ltd | CALB | NA | CJ160F10AA | 10.24 | 10.24 | 2024-10-04 | 2027-10-04
CALB Group Co Ltd | CALB | NA | CJ160F10AB | 10.24 | 10.24 | 2024-10-04 | 2027-10-04
CALB Group Co Ltd | CALB | NA | CJ160F15AA | 15.36 | 15.36 | 2024-10-04 | 2027-10-04
CALB Group Co Ltd | CALB | NA | CJ160F15AB | 15.36 | 15.36 | 2024-10-04 | 2027-10-04
CALB Group Co Ltd | CALB | NA | CJ160F20AA | 20.48 | 20.48 | 2024-10-04 | 2027-10-04
CALB Group Co Ltd | CALB | NA | CJ160F20AB | 20.48 | 20.48 | 2024-10-04 | 2027-10-04
CALB Group Co Ltd | CALB | NA | CJ160F5AA | 5.12 | 5.12 | 2024-10-04 | 2027-10-04
CALB Group Co Ltd | CALB | NA | CJ160F5AB | 5.12 | 5.12 | 2024-10-04 | 2027-10-04
CD Power Pty Ltd | CD POWER | CDPowercell LV | CD-LP51100 | 5.12 | 4.86 | 2025-07-09 | 2027-12-31
CEEG (JIANGSU) TECH CO LTD | CEEG | CHCI | CHCI-3.6K-10.24KWH (AS4777-2 2020) | 10.24 | 9.216 | 2023-07-17 | 2026-07-17
CEEG (JIANGSU) TECH CO LTD | CEEG | CHCI | CHCI-3.6K-5.12KWH (AS4777-2 2020) | 5.12 | 4.608 | 2023-07-17 | 2026-07-17
CEEG (JIANGSU) TECH CO LTD | CEEG | CHCI | CHCI-5.0K-10.24KWH (AS4777-2 2020) | 10.24 | 9.216 | 2023-07-17 | 2026-07-17
CEEG (JIANGSU) TECH CO LTD | CEEG | CHCI | CHCI-5.0K-5.12KWH (AS4777-2 2020) | 5.12 | 4.608 | 2023-07-17 | 2026-07-17
CEEG (JIANGSU) TECH CO LTD | CEEG | CHCI | CHCI-6.0K-10.24KWH (AS4777-2 2020) | 10.24 | 9.216 | 2023-07-17 | 2026-07-17
CEEG (JIANGSU) TECH CO LTD | CEEG | CHCI | CHCI-6.0K-5.12KWH (AS4777-2 2020) | 5.12 | 4.608 | 2023-07-17 | 2026-07-17
CESC New Energy Technology Co Ltd | CESC | Mars HV5-01 | Mars HV5-01-2 | 10.6 | 9.54 | 2026-01-05 | 2027-12-31
CESC New Energy Technology Co Ltd | CESC | Mars HV5-01 | Mars HV5-01-3 | 15.9 | 14.31 | 2026-01-05 | 2027-12-31
CESC New Energy Technology Co Ltd | CESC | Mars HV5-01 | Mars HV5-01-4 | 21.2 | 19.08 | 2026-01-05 | 2027-12-31
CESC New Energy Technology Co Ltd | CESC | Mars HV5-01 | Mars HV5-01-5 | 26.5 | 23.85 | 2026-01-05 | 2027-12-31
CESC New Energy Technology Co Ltd | CESC | Mars HV5-02 | Mars HV5-02-1 | 5.3 | 4.77 | 2026-01-05 | 2027-12-31
CESC New Energy Technology Co Ltd | CESC | Mars HV5-02 | Mars HV5-02-2 | 10.6 | 9.54 | 2026-01-05 | 2027-12-31
CESC New Energy Technology Co Ltd | CESC | Mars HV5-02 | Mars HV5-02-3 | 15.9 | 14.31 | 2026-01-05 | 2027-12-31
CESC New Energy Technology Co Ltd | CESC | Venus HV5-01 | Venus HV5-01-1 | 5.3 | 4.77 | 2026-01-05 | 2027-12-31
CESC New Energy Technology Co Ltd | CESC | Venus HV5-01 | Venus HV5-01-2 | 10.6 | 9.54 | 2026-01-05 | 2027-12-31
CESC New Energy Technology Co Ltd | CESC | Venus HV5-01 | Venus HV5-01-3 | 15.9 | 14.31 | 2026-01-05 | 2027-12-31
Chengdu Tecloman Energy Storage Technology Co Ltd | TECLOMAN | Firefly Pro | Firefly Pro-H3 | 7.5 | 6.75 | 2025-12-10 | 2027-12-31
Chengdu Tecloman Energy Storage Technology Co Ltd | TECLOMAN | Firefly Pro | Firefly Pro-H4 | 10 | 9 | 2025-12-10 | 2027-12-31
Chengdu Tecloman Energy Storage Technology Co Ltd | TECLOMAN | Firefly Pro | Firefly Pro-H5 | 12.5 | 11.25 | 2025-12-10 | 2027-12-31
Chengdu Tecloman Energy Storage Technology Co Ltd | TECLOMAN | Firefly Pro | Firefly Pro-H6 | 15 | 13.5 | 2025-12-10 | 2027-12-31
Chengdu Tecloman Energy Storage Technology Co Ltd | TECLOMAN | Firefly Pro | Firefly Pro-H7 | 17.5 | 15.75 | 2025-12-10 | 2027-12-31
Chengdu Tecloman Energy Storage Technology Co Ltd | TECLOMAN | Firefly Pro | Firefly Pro-H8 | 20 | 18 | 2025-12-10 | 2027-12-31
Contemporary Nebula Technology Energy Co Ltd | YOSHOPO | NA | BB-LFP-100Ah-P | 5.12 | 4.86 | 2025-08-20 | 2027-05-22
Contemporary Nebula Technology Energy Co Ltd | YOSHOPO | NA | BB-LFP-280Ah-P | 14.3 | 13.6 | 2025-11-14 | 2027-12-31
Contemporary Nebula Technology Energy Co Ltd | YOSHOPO | NA | UN280 | 14.3 | 13.6 | 2025-11-14 | 2027-12-31
Cornick Pty Ltd | AVOL | Genius | Genius BA10 | 10.24 | 9.2 | 2023-07-25 | 2026-07-25
Cornick Pty Ltd | AVOL | Genius | Genius BA15 | 15.36 | 13.8 | 2023-07-25 | 2026-07-25
Cornick Pty Ltd | AVOL | Genius | Genius BA20 | 20.48 | 18.4 | 2023-07-25 | 2026-07-25
Cornick Pty Ltd | AVOL | Genius | Genius BA5 | 5.12 | 4.6 | 2023-07-25 | 2026-07-25
CSE Energy & Technology Co Ltd | CSE | AIO1 | AIO1-P-5.12K-G1 | 5.324 | 4.792 | 2025-06-04 | 2027-12-31
DAQIN NEW ENERGY TECH (TAIZHOU) CO LTD | DYNESS | B3 | B3 | 3.6 | 3.24 | 2022-07-06 | 2025-07-06
DAQIN NEW ENERGY TECH (TAIZHOU) CO LTD | DYNESS | B4850 | B4850 | 2.4 | 2.2 | 2022-07-06 | 2025-07-06
DAQIN NEW ENERGY TECH (TAIZHOU) CO LTD | DYNESS | Powerbox F | Powerbox F-10.0 | 9.6 | 8.6 | 2022-07-06 | 2025-07-06
DAQIN NEW ENERGY TECH (TAIZHOU) CO LTD | DYNESS | Powerbox F | Powerbox F-2.5 | 2.4 | 2.2 | 2022-07-06 | 2025-07-06
DAQIN NEW ENERGY TECH (TAIZHOU) CO LTD | DYNESS | Powerbox F | Powerbox F-5.0 | 4.8 | 4.3 | 2022-07-06 | 2025-07-06
DAQIN NEW ENERGY TECH (TAIZHOU) CO LTD | DYNESS | Powerbox F | Powerbox F-7.5 | 7.2 | 6.5 | 2022-07-06 | 2025-07-06
DAQIN NEW ENERGY TECH (TAIZHOU) CO LTD | DYNESS | Powerbox | Powerbox Pro | 10.24 | 9.216 | 2022-10-31 | 2025-10-31
DAQIN NEW ENERGY TECH (TAIZHOU) CO LTD | DYNESS | Powercube | Powercube-2B3 | 7.2 | 6.48 | 2022-07-06 | 2025-07-06
DAQIN NEW ENERGY TECH (TAIZHOU) CO LTD | DYNESS | Powercube | Powercube-3B3 | 10.8 | 9.72 | 2022-07-06 | 2025-07-06
DAQIN NEW ENERGY TECH (TAIZHOU) CO LTD | DYNESS | Powercube | Powercube-4B3 | 14.4 | 12.78 | 2022-07-06 | 2025-07-06
DAQIN NEW ENERGY TECH (TAIZHOU) CO LTD | DYNESS | Powercube | Powercube-5B3 | 18 | 16.2 | 2022-07-06 | 2025-07-06
DAQIN NEW ENERGY TECH (TAIZHOU) CO LTD | DYNESS | Powercube | Powercube-6B3 | 21.6 | 19.44 | 2022-07-06 | 2025-07-06
DAQIN NEW ENERGY TECH (TAIZHOU) CO LTD | DYNESS | PowerDepot | PowerDepot H5B | 5.12 | 4.61 | 2022-10-31 | 2025-10-31
Delta Electronics Inc | Delta | Residential Battery System | BX6.3_DD | 6.3 | 6.17 | 2022-08-15 | 2025-08-15
Discover Energy Corp | Discover | AES | 42-48-6650 | 7.39 | 6.65 | 2023-02-24 | 2026-02-24
Discover Energy Systems Corp | DISCOVER ENERGY SYSTEMS | AES Rackmount | 900-0062 | 5.12 | 5.12 | 2023-12-12 | 2026-12-12
Discover Energy Systems Corp | DISCOVER ENERGY SYSTEMS | AES Rackmount | 900-0067 | 5.12 | 5.12 | 2023-12-12 | 2026-12-12
Discover Energy Systems Corp | DISCOVER ENERGY SYSTEMS | 52-48-16000 | 900-0077 | 16.08 | 16.08 | 2025-07-31 | 2027-12-31
Dongguan Hinen New Energy Technology Co Ltd | HINEN | Rechargeable Li-ion Battery Pack | B14400-H | 14.4 | 13.68 | 2026-07-30 | 2027-12-31
Dongguan Hinen New Energy Technology Co Ltd | HINEN | Rechargeable Li-ion Battery Pack | B14400-H x2 | 28.8 | 27.36 | 2026-07-30 | 2027-12-31
Dongguan Hinen New Energy Technology Co Ltd | HINEN | Rechargeable Li-ion Battery Pack | B14400-H x3 | 43.2 | 41.04 | 2026-07-30 | 2027-12-31
Dongguan Hinen New Energy Technology Co Ltd | HINEN | Rechargeable Li-ion Battery Pack | B14400-H x4 | 57.6 | 54.72 | 2026-07-30 | 2027-12-31
Dongguan Hinen New Energy Technology Co Ltd | HINEN | Rechargeable Li-ion Battery Pack | B14400-H x5 | 72 | 68.4 | 2026-07-30 | 2027-12-31
Dongguan Hinen New Energy Technology Co Ltd | HINEN | Rechargeable Li-ion Battery Pack | B14400-HW | 14.4 | 13.68 | 2026-07-30 | 2027-12-31
Dongguan Hinen New Energy Technology Co Ltd | HINEN | Rechargeable Li-ion Battery Pack | B14400-HW x2 | 28.8 | 27.36 | 2026-07-30 | 2027-12-31
Dongguan Hinen New Energy Technology Co Ltd | HINEN | Rechargeable Li-ion Battery Pack | B14400-HW x3 | 43.2 | 41.04 | 2026-07-30 | 2027-12-31
Dongguan Hinen New Energy Technology Co Ltd | HINEN | Rechargeable Li-ion Battery Pack | B14400-HW x4 | 57.6 | 54.72 | 2026-07-30 | 2027-12-31
Dongguan Hinen New Energy Technology Co Ltd | HINEN | Rechargeable Li-ion Battery Pack | B14400-HW x5 | 72 | 68.4 | 2026-07-30 | 2027-12-31
Dongguan Hinen New Energy Technology Co Ltd | HINEN | NA | B5000-W | 5.12 | 4.6 | 2025-11-03 | 2027-12-31
Dongguan Hinen New Energy Technology Co Ltd | HINEN | NA | B5000-Wx10 | 51.2 | 46.08 | 2025-11-03 | 2027-12-31
Dongguan Hinen New Energy Technology Co Ltd | HINEN | NA | B5000-Wx2 | 10.24 | 9.21 | 2025-11-03 | 2027-12-31
Dongguan Hinen New Energy Technology Co Ltd | HINEN | NA | B5000-Wx3 | 15.36 | 13.82 | 2025-11-03 | 2027-12-31
Dongguan Hinen New Energy Technology Co Ltd | HINEN | NA | B5000-Wx4 | 20.48 | 18.43 | 2025-11-03 | 2027-12-31
Dongguan Hinen New Energy Technology Co Ltd | HINEN | NA | B5000-Wx5 | 25.6 | 23.04 | 2025-11-03 | 2027-12-31
Dongguan Hinen New Energy Technology Co Ltd | HINEN | NA | B5000-Wx6 | 30.72 | 27.64 | 2025-11-03 | 2027-12-31
Dongguan Hinen New Energy Technology Co Ltd | HINEN | NA | B5000-Wx7 | 35.84 | 32.26 | 2025-11-03 | 2027-12-31
Dongguan Hinen New Energy Technology Co Ltd | HINEN | NA | B5000-Wx8 | 40.96 | 36.86 | 2025-11-03 | 2027-12-31
Dongguan Hinen New Energy Technology Co Ltd | HINEN | NA | B5000-Wx9 | 46.08 | 41.47 | 2025-11-03 | 2027-12-31
Dongguan Hinen New Energy Technology Co Ltd | HINEN | NA | B5000x10 | 51.2 | 46.08 | 2025-10-21 | 2027-12-31
Dongguan Hinen New Energy Technology Co Ltd | HINEN | NA | B5000x2 | 10.24 | 9.21 | 2025-10-21 | 2027-12-31
Dongguan Hinen New Energy Technology Co Ltd | HINEN | NA | B5000x3 | 15.36 | 13.82 | 2025-10-21 | 2027-12-31
Dongguan Hinen New Energy Technology Co Ltd | HINEN | NA | B5000x4 | 20.48 | 18.43 | 2025-10-21 | 2027-12-31
Dongguan Hinen New Energy Technology Co Ltd | HINEN | NA | B5000x5 | 25.6 | 23.04 | 2025-10-21 | 2027-12-31
Dongguan Hinen New Energy Technology Co Ltd | HINEN | NA | B5000x6 | 30.72 | 27.64 | 2025-10-21 | 2027-12-31
Dongguan Hinen New Energy Technology Co Ltd | HINEN | NA | B5000x7 | 35.84 | 32.26 | 2025-10-21 | 2027-12-31
Dongguan Hinen New Energy Technology Co Ltd | HINEN | NA | B5000x8 | 40.96 | 36.86 | 2025-10-21 | 2027-12-31
Dongguan Hinen New Energy Technology Co Ltd | HINEN | NA | B5000x9 | 46.08 | 41.47 | 2025-10-21 | 2027-12-31
Dongguan Hinen New Energy Technology Co Ltd | hinen | 8.9kWh | B8900M-HA | 8.985 | 8.087 | 2025-07-24 | 2027-12-31
Dongguan Hinen New Energy Technology Co Ltd | hinen | 8.9kWh | B8900M-HAW | 8.985 | 8.087 | 2025-07-24 | 2027-12-31
Dongguan Hinen New Energy Technology Co Ltd | hinen | 17.9kWh | B8900M-HB | 17.971 | 16.173 | 2025-07-24 | 2027-12-31
Dongguan Hinen New Energy Technology Co Ltd | hinen | 17.9kWh | B8900M-HBW | 17.971 | 16.173 | 2025-07-24 | 2027-12-31
Dongguan Hinen New Energy Technology Co Ltd | hinen | 26.956kWh | B8900M-HC | 26.956 | 24.26 | 2025-07-24 | 2027-12-31
Dongguan Hinen New Energy Technology Co Ltd | hinen | 26.956kWh | B8900M-HCW | 26.956 | 24.26 | 2025-07-24 | 2027-12-31
Dongguan Hinen New Energy Technology Co Ltd | hinen | NA | BH7700A | 7.776 | 7 | 2024-10-30 | 2027-10-30
Dongguan Hinen New Energy Technology Co Ltd | hinen | NA | BH7700B | 15.552 | 14 | 2024-10-30 | 2027-10-30
Dongguan Hinen New Energy Technology Co Ltd | hinen | NA | BH7700C | 23.328 | 21 | 2024-10-30 | 2027-10-30
Dongguan Lithium Valley Energy Co Ltd | Lithium Valley | LV-W | W16+ | 16.07 | 15.74 | 2026-09-01 | 2027-12-31
DTI Renewable Energy (Shanghai) Co Ltd | GREEN ESS | GreenVolt Pro | Mint 4870-2S | 7.065 | 7.065 | 2026-08-12 | 2027-12-31
DTI Renewable Energy (Shanghai) Co Ltd | GREEN ESS | GreenVolt Pro | Mint 4870-3S | 10.598 | 10.598 | 2026-08-12 | 2027-12-31
DTI Renewable Energy (Shanghai) Co Ltd | GREEN ESS | GreenVolt Pro | Mint 4870-4S | 14.131 | 14.131 | 2026-08-12 | 2027-12-31
DTI Renewable Energy (Shanghai) Co Ltd | GREEN ESS | GreenVolt Pro | Mint 4870-5S | 17.664 | 17.664 | 2026-08-12 | 2027-12-31
DTI Renewable Energy (Shanghai) Co Ltd | GREEN ESS | GreenVolt Pro | Mint 4870-6S | 21.196 | 21.196 | 2026-08-12 | 2027-12-31
DTI Renewable Energy (Shanghai) Co Ltd | GREEN ESS | GreenVolt Pro | Mint 4870-7S | 24.729 | 24.729 | 2026-08-12 | 2027-12-31
Dyness Digital Energy Technology Co Ltd | DYNESS | Cygni | Cygni 10.0HS-M12 (AS4777-2 2020) | 46.08 | 43.77 | 2025-10-15 | 2027-12-31
Dyness Digital Energy Technology Co Ltd | DYNESS | Cygni | Cygni 10.0HS-M2 (AS4777-2 2020) | 7.68 | 7.3 | 2025-07-14 | 2027-12-31
Dyness Digital Energy Technology Co Ltd | DYNESS | Cygni | Cygni 10.0HS-M3 (AS4777-2 2020) | 11.52 | 10.94 | 2025-07-14 | 2027-12-31
Dyness Digital Energy Technology Co Ltd | DYNESS | Cygni | Cygni 10.0HS-M4 (AS4777-2 2020) | 15.36 | 14.59 | 2025-07-14 | 2027-12-31
Dyness Digital Energy Technology Co Ltd | DYNESS | Cygni | Cygni 10.0HS-M6 (AS4777-2 2020) | 23.04 | 21.89 | 2025-10-15 | 2027-12-31
Dyness Digital Energy Technology Co Ltd | DYNESS | Cygni | Cygni 10.0HS-M8 (AS4777-2 2020) | 30.72 | 29.18 | 2025-10-15 | 2027-12-31
Dyness Digital Energy Technology Co Ltd | DYNESS | Cygni | Cygni 10.0HS-M9 (AS4777-2 2020) | 34.56 | 32.83 | 2025-10-15 | 2027-12-31
Dyness Digital Energy Technology Co Ltd | DYNESS | Cygni | Cygni 8.0HS-M12 (AS4777-2 2020) | 46.08 | 43.77 | 2025-10-15 | 2027-12-31
Dyness Digital Energy Technology Co Ltd | DYNESS | Cygni | Cygni 8.0HS-M2 (AS4777-2 2020) | 7.68 | 7.3 | 2025-07-14 | 2027-12-31
Dyness Digital Energy Technology Co Ltd | DYNESS | Cygni | Cygni 8.0HS-M3 (AS4777-2 2020) | 11.52 | 10.94 | 2025-07-14 | 2027-12-31
Dyness Digital Energy Technology Co Ltd | DYNESS | Cygni | Cygni 8.0HS-M4 (AS4777-2 2020) | 15.36 | 14.59 | 2025-07-14 | 2027-12-31
Dyness Digital Energy Technology Co Ltd | DYNESS | Cygni | Cygni 8.0HS-M6 (AS4777-2 2020) | 23.04 | 21.89 | 2025-10-15 | 2027-12-31
Dyness Digital Energy Technology Co Ltd | DYNESS | Cygni | Cygni 8.0HS-M8 (AS4777-2 2020) | 30.72 | 29.18 | 2025-10-15 | 2027-12-31
Dyness Digital Energy Technology Co Ltd | DYNESS | Cygni | Cygni 8.0HS-M9 (AS4777-2 2020) | 34.56 | 32.83 | 2025-10-15 | 2027-12-31
Dyness Digital Energy Technology Co Ltd | DYNESS | NA | DL5.0 | 5.12 | 4.61 | 2025-07-07 | 2027-12-31
Dyness Digital Energy Technology Co Ltd | DYNESS | NA | Powerbox G2 | 10.24 | 9.728 | 2025-07-07 | 2027-12-31
Dyness Digital Energy Technology Co Ltd | DYNESS | Powerbox | Powerbox Pro | 10.24 | 9.216 | 2025-08-15 | 2027-12-31
Dyness Digital Energy Technology Co Ltd | DYNESS | STACK100 Pro | STACK100 Pro-10S | 51.2 | 51.2 | 2026-04-10 | 2027-12-31
Dyness Digital Energy Technology Co Ltd | DYNESS | STACK100 Pro | STACK100 Pro-11S | 56.32 | 56.32 | 2026-04-10 | 2027-12-31
Dyness Digital Energy Technology Co Ltd | DYNESS | STACK100 Pro | STACK100 Pro-12S | 61.44 | 61.44 | 2026-04-10 | 2027-12-31
Dyness Digital Energy Technology Co Ltd | DYNESS | STACK100 Pro | STACK100 Pro-13S | 66.56 | 66.56 | 2026-04-10 | 2027-12-31
Dyness Digital Energy Technology Co Ltd | DYNESS | STACK100 Pro | STACK100 Pro-14S | 71.68 | 71.68 | 2026-04-10 | 2027-12-31
Dyness Digital Energy Technology Co Ltd | DYNESS | STACK100 Pro | STACK100 Pro-15S | 76.8 | 76.8 | 2026-04-10 | 2027-12-31
Dyness Digital Energy Technology Co Ltd | DYNESS | STACK100 Pro | STACK100 Pro-3S | 15.36 | 15.36 | 2026-04-10 | 2027-12-31
Dyness Digital Energy Technology Co Ltd | DYNESS | STACK100 Pro | STACK100 Pro-4S | 20.48 | 20.48 | 2026-04-10 | 2027-12-31
Dyness Digital Energy Technology Co Ltd | DYNESS | STACK100 Pro | STACK100 Pro-5S | 25.6 | 25.6 | 2026-04-10 | 2027-12-31
Dyness Digital Energy Technology Co Ltd | DYNESS | STACK100 Pro | STACK100 Pro-6S | 30.72 | 30.72 | 2026-04-10 | 2027-12-31
Dyness Digital Energy Technology Co Ltd | DYNESS | STACK100 Pro | STACK100 Pro-7S | 35.84 | 35.84 | 2026-04-10 | 2027-12-31
Dyness Digital Energy Technology Co Ltd | DYNESS | STACK100 Pro | STACK100 Pro-8S | 40.96 | 40.96 | 2026-04-10 | 2027-12-31
Dyness Digital Energy Technology Co Ltd | DYNESS | STACK100 Pro | STACK100 Pro-9S | 46.08 | 46.08 | 2026-04-10 | 2027-12-31
Dyness Digital Energy Technology Co Ltd | DYNESS | STACK100 | STACK100-10S | 51.2 | 48.64 | 2025-08-27 | 2027-12-31
Dyness Digital Energy Technology Co Ltd | DYNESS | STACK100 | STACK100-11S | 56.32 | 53.504 | 2025-08-27 | 2027-12-31
Dyness Digital Energy Technology Co Ltd | DYNESS | STACK100 | STACK100-12S | 61.44 | 58.368 | 2025-08-27 | 2027-12-31
Dyness Digital Energy Technology Co Ltd | DYNESS | STACK100 | STACK100-13S | 66.56 | 63.232 | 2025-08-27 | 2027-12-31
Dyness Digital Energy Technology Co Ltd | DYNESS | STACK100 | STACK100-14S | 71.68 | 68.096 | 2025-08-27 | 2027-12-31
Dyness Digital Energy Technology Co Ltd | DYNESS | STACK100 | STACK100-15S | 76.8 | 72.96 | 2025-08-27 | 2027-12-31
Dyness Digital Energy Technology Co Ltd | DYNESS | STACK100 | STACK100-3S | 15.36 | 14.592 | 2025-08-27 | 2027-12-31
Dyness Digital Energy Technology Co Ltd | DYNESS | STACK100 | STACK100-4S | 20.48 | 19.456 | 2025-08-27 | 2027-12-31
Dyness Digital Energy Technology Co Ltd | DYNESS | STACK100 | STACK100-5S | 25.6 | 24.32 | 2025-08-27 | 2027-12-31
Dyness Digital Energy Technology Co Ltd | DYNESS | STACK100 | STACK100-6S | 30.72 | 29.184 | 2025-08-27 | 2027-12-31
Dyness Digital Energy Technology Co Ltd | DYNESS | STACK100 | STACK100-7S | 35.84 | 34.048 | 2025-08-27 | 2027-12-31
Dyness Digital Energy Technology Co Ltd | DYNESS | STACK100 | STACK100-8S | 40.96 | 38.912 | 2025-08-27 | 2027-12-31
Dyness Digital Energy Technology Co Ltd | DYNESS | STACK100 | STACK100-9S | 46.08 | 43.776 | 2025-08-27 | 2027-12-31
Each Energy Technology (Suzhou) Co Ltd | EACH ENERGY | L28 | L28 | 28.18 | 27.89 | 2026-08-03 | 2027-12-31
Each Energy Technology (Suzhou) Co Ltd | EACH ENERGY | NA | M10 | 9.6 | 9.12 | 2025-06-23 | 2027-12-31
Ecoflow Inc | ECOFLOW | EcoFlow PowerOcean LFP Battery | EF BD-10.2-S1 | 10.24 | 9.7 | 2025-11-25 | 2027-12-31
Ecoflow Inc | ECOFLOW | EcoFlow PowerOcean LFP Battery | EF BD-15.3-S1 | 15.36 | 14.5 | 2025-11-25 | 2027-12-31
Ecoflow Inc | ECOFLOW | EcoFlow PowerOcean LFP Battery | EF BD-20.4-S1 | 20.48 | 19.4 | 2026-05-07 | 2027-12-31
Ecoflow Inc | ECOFLOW | EcoFlow PowerOcean LFP Battery | EF BD-5.1-S1 | 5.12 | 4.8 | 2025-11-25 | 2027-12-31
Eguana Technologies Inc | EVOLVE | EVOLVE ESS AU | EVOLVE ESS AU - 13kWh (AS4777-2 2020) | 13 | 12.35 | 2022-11-21 | 2025-11-21
Eguana Technologies Inc | EVOLVE | EVOLVE ESS AU | EVOLVE ESS AU - 26kWh (AS4777-2 2020) | 13 | 12.35 | 2022-11-21 | 2025-11-21
Eguana Technologies Inc | EVOLVE | EVOLVE ESS AU | EVOLVE ESS AU - 39kWh (AS4777-2 2020) | 13 | 12.35 | 2022-11-21 | 2025-11-21
Eguana Technologies Inc | EVOLVE | EVOLVE | EVOLVE LFP AU - 14kWh (AS4777-2 2020) | 14.2 | 13.48 | 2023-01-13 | 2026-01-13
Eguana Technologies Inc | EVOLVE | EVOLVE | EVOLVE LFP AU - 28kWh (AS4777-2 2020) | 28.4 | 26.96 | 2023-01-13 | 2026-01-13
Eguana Technologies Inc | EVOLVE | EVOLVE | EVOLVE LFP AU - 42kWh (AS4777-2 2020) | 42.6 | 40.44 | 2023-01-13 | 2026-01-13
ELAI ENEYGY PTY LTD | ELAI | 16 series | A11-010KCAA | 10.64 | 9.6 | 2024-12-17 | 2027-12-17
EnergyLIB (Suzhou) New Energy Technology Co Ltd | LIB | LIB BSS01L16 | LIB BSS01L16 I | 16.08 | 16.08 | 2026-02-03 | 2027-12-31
EnergyLIB (Suzhou) New Energy Technology Co Ltd | LIB | LIB BSS01L16 | LIB BSS01L16 II | 32.15 | 32.15 | 2026-02-03 | 2027-12-31
EnergyLIB (Suzhou) New Energy Technology Co Ltd | LIB | LIB BSS01L16 | LIB BSS01L16 III | 48.23 | 48.23 | 2026-02-03 | 2027-12-31
Energywave Technology Inc | AMPAURA | AmpAura Roca G2 Hybrid Energy | Roca2-5KL-C-10 (AS4777-2 2020) | 10.24 | 9.9 | 2025-12-15 | 2027-12-31
Energywave Technology Inc | AMPAURA | AmpAura Roca G2 Hybrid Energy | Roca2-5KL-C-15 (AS4777-2 2020) | 15.36 | 14.8 | 2025-12-15 | 2027-12-31
Energywave Technology Inc | AMPAURA | AmpAura Roca G2 Hybrid Energy | Roca2-5KL-C-20 (AS4777-2 2020) | 20.48 | 19.8 | 2025-12-15 | 2027-12-31
Energywave Technology Inc | AMPAURA | AmpAura Roca G2 Hybrid Energy | Roca2-5KL-E-10 (AS4777-2 2020) | 10.24 | 9.9 | 2025-12-15 | 2027-12-31
Energywave Technology Inc | AMPAURA | AmpAura Roca G2 Hybrid Energy | Roca2-5KL-E-15 (AS4777-2 2020) | 15.36 | 14.8 | 2025-12-15 | 2027-12-31
Energywave Technology Inc | AMPAURA | AmpAura Roca G2 Hybrid Energy | Roca2-5KL-E-20 (AS4777-2 2020) | 20.48 | 19.8 | 2025-12-15 | 2027-12-31
Energywave Technology Inc | AMPAURA | AMPAURA | Vast-B63 | 63.67 | 57.3 | 2025-10-31 | 2027-12-31
Energywave Technology Inc | AMPAURA | AMPAURA | Vast-B79 | 79.59 | 71.631 | 2025-10-31 | 2027-12-31
Energywave Technology Inc | AMPAURA | AMPAURA | Vast-B95 | 95.51 | 85.959 | 2025-10-31 | 2027-12-31
Enphase Energy Inc | ENPHASE | IQ BATTERY 5P | B05-T02-ROW00-1-2 (AS4777-2 2020) | 5 | 5 | 2023-05-02 | 2026-10-29
Enphase Energy Inc | ENPHASE | IQ Battery 5P with FlexPhase | IQBATTERY-5P-3P-INT-1.65-1P (AS4777-2 2020) | 5 | 5 | 2025-07-31 | 2027-12-31
Enphase Energy Inc | ENPHASE | IQ Battery 5P with FlexPhase | IQBATTERY-5P-3P-INT-1.84-3P (AS4777-2 2020) | 5 | 5 | 2025-07-31 | 2027-12-31
Enphase Energy Inc | ENPHASE | IQ Battery 5P with FlexPhase | IQBATTERY-5P-3P-INT-2.50-1P (AS4777-2 2020) | 5 | 5 | 2025-07-31 | 2027-12-31
Enphase Energy Inc | ENPHASE | IQ Battery 5P with FlexPhase | IQBATTERY-5P-3P-INT-2.50-3P (AS4777-2 2020) | 5 | 5 | 2025-07-31 | 2027-12-31
Enphase Energy Inc | ENPHASE | IQ Battery 5P with FlexPhase | IQBATTERY-5P-3P-INT-3.00-1P (AS4777-2 2020) | 5 | 5 | 2025-07-31 | 2027-12-31
Enphase Energy Inc | ENPHASE | IQ Battery 5P with FlexPhase | IQBATTERY-5P-3P-INT-3.00-3P (AS4777-2 2020) | 5 | 5 | 2025-07-31 | 2027-12-31
Enphase Energy Inc | ENPHASE | IQ Battery 5P with FlexPhase | IQBATTERY-5P-3P-INT-3.68-1P (AS4777-2 2020) | 5 | 5 | 2025-07-31 | 2027-12-31
Enphase Energy Inc | ENPHASE | IQ Battery 5P with FlexPhase | IQBATTERY-5P-3P-INT-3.68-3P (AS4777-2 2020) | 5 | 5 | 2025-07-31 | 2027-12-31
Enphase Energy Inc | ENPHASE | IQ Battery 5P with FlexPhase | IQBATTERY-5P-3P-INT-3.84-1P (AS4777-2 2020) | 5 | 5 | 2025-07-31 | 2027-12-31
Enphase Energy Inc | ENPHASE | IQ Battery 5P with FlexPhase | IQBATTERY-5P-3P-INT-3.84-3P (AS4777-2 2020) | 5 | 5 | 2025-07-31 | 2027-12-31
ESY SUNHOME CO LTD | ESY | ESYSUNHOME | ESYSUNHOME 10KWH+ | 10.24 | 9.728 | 2023-12-19 | 2026-12-19
ESY SUNHOME CO LTD | ESY | ESYSUNHOME | ESYSUNHOME 15KWH+ | 15.36 | 14.592 | 2023-12-19 | 2026-12-19
ESY SUNHOME CO LTD | ESY | ESYSUNHOME | ESYSUNHOME 20KWH+ | 20.48 | 19.456 | 2023-12-19 | 2026-12-19
ESY SUNHOME CO LTD | ESY | ESYSUNHOME | ESYSUNHOME 25KWH+ | 25.6 | 24.32 | 2023-12-19 | 2026-12-19
ESY SUNHOME CO LTD | ESY | ESYSUNHOME | ESYSUNHOME 30KWH+ | 30.72 | 29.184 | 2023-12-19 | 2026-12-19
ESY SUNHOME CO LTD | ESY | ESYSUNHOME | ESYSUNHOME 5KWH+ | 5.12 | 4.864 | 2023-12-19 | 2026-12-19
ESYsunhome CO LTD | ESYSUNHOME | 10KWH+H | ESYSUNHOME10KWH+H-20 | 20.99 | 20.57 | 2026-02-11 | 2027-12-31
ESYsunhome CO LTD | ESYSUNHOME | 10KWH+H | ESYSUNHOME10KWH+H-30 | 31.48 | 30.85 | 2026-02-11 | 2027-12-31
ESYsunhome CO LTD | ESYSUNHOME | 10KWH+H | ESYSUNHOME10KWH+H-40 | 41.98 | 41.14 | 2026-02-11 | 2027-12-31
ESYsunhome CO LTD | ESYSUNHOME | 10KWH+H | ESYSUNHOME10KWH+H-50 | 52.48 | 51.43 | 2026-02-11 | 2027-12-31
ESYsunhome CO LTD | ESYSUNHOME | 10KWH+H | ESYSUNHOME10KWH+H-60 | 62.97 | 61.71 | 2026-02-11 | 2027-12-31
ESYsunhome CO LTD | ESYSUNHOME | 10KWH+H | ESYSUNHOME10KWH+H-70 | 73.47 | 72 | 2026-02-11 | 2027-12-31
ESYsunhome CO LTD | ESYSUNHOME | 10KWH+H | ESYSUNHOME10KWH+H-80 | 83.96 | 82.28 | 2026-02-11 | 2027-12-31
ESYsunhome CO LTD | ESYSUNHOME | 10KWH+H | ESYSUNHOME10KWH+H-90 | 94.46 | 92.57 | 2026-02-11 | 2027-12-31
Evantra IP Pty Ltd | EVANTRA | NA | EVANTRA-3.6HS-10.24KWH (AS4777-2 2020) | 10.24 | 9.216 | 2023-09-26 | 2026-09-26
Evantra IP Pty Ltd | EVANTRA | NA | EVANTRA-3.6HS-5.12KWH (AS4777-2 2020) | 5.12 | 4.608 | 2023-09-26 | 2026-09-26
Evantra IP Pty Ltd | EVANTRA | NA | EVANTRA-5.0HS-10.24KWH (AS4777-2 2020) | 10.24 | 9.216 | 2023-09-26 | 2026-09-26
Evantra IP Pty Ltd | EVANTRA | NA | EVANTRA-5.0HS-5.12KWH (AS4777-2 2020) | 5.12 | 4.608 | 2023-09-26 | 2026-09-26
Evantra IP Pty Ltd | EVANTRA | NA | EVANTRA-6.0HS-10.24KWH (AS4777-2 2020) | 10.24 | 9.216 | 2023-09-26 | 2026-09-26
Evantra IP Pty Ltd | EVANTRA | NA | EVANTRA-6.0HS-5.12KWH (AS4777-2 2020) | 5.12 | 4.608 | 2023-09-26 | 2026-09-26
Exide Australia Pty Ltd | Exide | Sonnenschein Module Pro | LIBM048050-G01 | 2.4 | 1.92 | 2022-09-05 | 2025-09-05
Exide Australia Pty Ltd | Exide | Sonnenschein Module Pro | LIBS048150-G03 | 7.2 | 5.76 | 2022-09-05 | 2025-09-05
Exide Australia Pty Ltd | Exide | Sonnenschein Module Pro | LIBS048200-G04 | 9.6 | 7.68 | 2022-09-05 | 2025-09-05
FOXESS CO LTD | FOX ESS | 1K5-BAT-4660 | 1K5-BAT-4660-L2 | 9.32 | 9.32 | 2025-05-08 | 2027-12-31
FOXESS CO LTD | FOX ESS | 1K5-BAT-4660 | 1K5-BAT-4660-L3 | 13.98 | 13.98 | 2025-05-08 | 2027-12-31
FOXESS CO LTD | FOX ESS | 1K5-BAT-4660 | 1K5-BAT-4660-L4 | 18.64 | 18.64 | 2025-05-08 | 2027-12-31
FOXESS CO LTD | FOX ESS | 1K5-BAT-4660 | 1K5-BAT-4660-L5 | 23.3 | 23.3 | 2025-05-08 | 2027-12-31
FOXESS CO LTD | FOX ESS | 1K5-BAT-4660 | 1K5-BAT-4660-L6 | 27.96 | 27.96 | 2025-05-08 | 2027-12-31
FOXESS CO LTD | FOX ESS | 1K5-BAT-4660 | 1K5-BAT-4660-L7 | 32.61 | 32.61 | 2025-05-08 | 2027-12-31
FOXESS CO LTD | FOX ESS | 1K5-BAT-4660 | 1K5-BAT-4660-L8 | 37.27 | 37.27 | 2025-05-08 | 2027-12-31
FOXESS CO LTD | FOX ESS | 1K5-BAT-4660 | 1K5-BAT-4660-L9 | 41.93 | 41.93 | 2025-05-08 | 2027-12-31
FOXESS Co Ltd | FOX ESS | AIO-AC1 | AIO-AC1-5.0-HVS10.4 (AS4777-2 2020) | 10.4 | 9.36 | 2022-12-21 | 2025-12-21
FOXESS Co Ltd | FOX ESS | AIO-AC1 | AIO-AC1-5.0-HVS5.2 (AS4777-2 2020) | 5.2 | 4.68 | 2022-12-21 | 2025-12-21
FOXESS Co Ltd | FOX ESS | AIO-AC1 | AIO-AC1-5.0-HVS7.8 (AS4777-2 2020) | 7.8 | 7.02 | 2022-12-21 | 2025-12-21
FOXESS Co Ltd | FOX ESS | AIO-AC1 | AIO-AC1-6.0-HVS10.4 (AS4777-2 2020) | 10.4 | 9.36 | 2022-12-21 | 2025-12-21
FOXESS Co Ltd | FOX ESS | AIO-AC1 | AIO-AC1-6.0-HVS5.2 (AS4777-2 2020) | 5.2 | 4.68 | 2022-12-21 | 2025-12-21
FOXESS Co Ltd | FOX ESS | AIO-AC1 | AIO-AC1-6.0-HVS7.8 (AS4777-2 2020) | 7.8 | 7.02 | 2022-12-21 | 2025-12-21
FOXESS Co Ltd | FOX ESS | AIO-H1 | AIO-H1-5.0-HVS10.4 (AS4777-2 2020) | 10.4 | 9.36 | 2022-12-21 | 2025-12-21
FOXESS Co Ltd | FOX ESS | AIO-H1 | AIO-H1-5.0-HVS5.2 (AS4777-2 2020) | 5.2 | 4.68 | 2022-12-21 | 2025-12-21
FOXESS Co Ltd | FOX ESS | AIO-H1 | AIO-H1-5.0-HVS7.8 (AS4777-2 2020) | 7.8 | 7.02 | 2022-12-21 | 2025-12-21
FOXESS Co Ltd | FOX ESS | AIO-H1 | AIO-H1-6.0-HVS10.4 (AS4777-2 2020) | 10.4 | 9.36 | 2022-12-21 | 2025-12-21
FOXESS Co Ltd | FOX ESS | AIO-H1 | AIO-H1-6.0-HVS5.2 (AS4777-2 2020) | 5.2 | 4.68 | 2022-12-21 | 2025-12-21
FOXESS Co Ltd | FOX ESS | AIO-H1 | AIO-H1-6.0-HVS7.8 (AS4777-2 2020) | 7.8 | 7.02 | 2022-12-21 | 2025-12-21
FOXESS CO LTD | FOXESS | CQ6 | CQ6-L10 | 59.9 | 59.9 | 2025-12-05 | 2027-12-31
FOXESS CO LTD | FOXESS | CQ6 | CQ6-L11 | 65.89 | 65.89 | 2025-12-05 | 2027-12-31
FOXESS CO LTD | FOXESS | CQ6 | CQ6-L12 | 71.88 | 71.88 | 2025-12-05 | 2027-12-31
FOXESS CO LTD | FOXESS | CQ6 | CQ6-L13 | 77.87 | 77.87 | 2025-12-05 | 2027-12-31
FOXESS CO LTD | FOXESS | CQ6 | CQ6-L14 | 83.86 | 83.86 | 2025-12-05 | 2027-12-31
FOXESS CO LTD | FOXESS | CQ6 | CQ6-L2 | 11.98 | 11.98 | 2025-12-05 | 2027-12-31
FOXESS CO LTD | FOXESS | CQ6 | CQ6-L3 | 17.97 | 17.97 | 2025-12-05 | 2027-12-31
FOXESS CO LTD | FOXESS | CQ6 | CQ6-L4 | 23.96 | 23.96 | 2025-12-05 | 2027-12-31
FOXESS CO LTD | FOXESS | CQ6 | CQ6-L5 | 29.95 | 29.95 | 2025-12-05 | 2027-12-31
FOXESS CO LTD | FOXESS | CQ6 | CQ6-L6 | 35.94 | 35.94 | 2025-12-05 | 2027-12-31
FOXESS CO LTD | FOXESS | CQ6 | CQ6-L7 | 41.93 | 41.93 | 2025-12-05 | 2027-12-31
FOXESS CO LTD | FOXESS | CQ6 | CQ6-L8 | 47.92 | 47.92 | 2025-12-05 | 2027-12-31
FOXESS CO LTD | FOXESS | CQ6 | CQ6-L9 | 53.91 | 53.91 | 2025-12-05 | 2027-12-31
FOXESS CO LTD | FOX ESS | CQ7 | CQ7-50-L10 | 69.6 | 69.6 | 2026-05-18 | 2026-06-30
FOXESS CO LTD | FOX ESS | CQ7 | CQ7-50-L10 (w) | 69.6 | 69.6 | 2026-05-18 | 2026-06-30
FOXESS CO LTD | FOX ESS | CQ7 | CQ7-50-L11 | 76.56 | 76.56 | 2026-05-18 | 2026-06-30
FOXESS CO LTD | FOX ESS | CQ7 | CQ7-50-L11 (w) | 76.56 | 76.56 | 2026-05-18 | 2026-06-30
FOXESS CO LTD | FOX ESS | CQ7 | CQ7-50-L12 | 83.52 | 83.52 | 2026-05-18 | 2026-06-30
FOXESS CO LTD | FOX ESS | CQ7 | CQ7-50-L12 (w) | 83.52 | 83.52 | 2026-05-18 | 2026-06-30
FOXESS CO LTD | FOX ESS | CQ7 | CQ7-50-L13 | 90.48 | 90.48 | 2026-05-18 | 2026-06-30
FOXESS CO LTD | FOX ESS | CQ7 | CQ7-50-L13 (w) | 90.48 | 90.48 | 2026-05-18 | 2026-06-30
FOXESS CO LTD | FOX ESS | CQ7 | CQ7-50-L14 | 97.44 | 97.44 | 2026-05-18 | 2026-06-30
FOXESS CO LTD | FOX ESS | CQ7 | CQ7-50-L14 (w) | 97.44 | 97.44 | 2026-05-18 | 2026-06-30
FOXESS CO LTD | FOX ESS | CQ7 | CQ7-50-L2 | 13.92 | 13.92 | 2026-05-18 | 2026-06-30
FOXESS CO LTD | FOX ESS | CQ7 | CQ7-50-L2 (w) | 13.92 | 13.92 | 2026-05-18 | 2026-06-30
FOXESS CO LTD | FOX ESS | CQ7 | CQ7-50-L3 | 20.88 | 20.88 | 2026-05-18 | 2026-06-30
FOXESS CO LTD | FOX ESS | CQ7 | CQ7-50-L3 (w) | 20.88 | 20.88 | 2026-05-18 | 2026-06-30
FOXESS CO LTD | FOX ESS | CQ7 | CQ7-50-L4 | 27.84 | 27.84 | 2026-05-18 | 2026-06-30
FOXESS CO LTD | FOX ESS | CQ7 | CQ7-50-L4 (w) | 27.84 | 27.84 | 2026-05-18 | 2026-06-30
FOXESS CO LTD | FOX ESS | CQ7 | CQ7-50-L5 | 34.8 | 34.8 | 2026-05-18 | 2026-06-30
FOXESS CO LTD | FOX ESS | CQ7 | CQ7-50-L5 (w) | 34.8 | 34.8 | 2026-05-18 | 2026-06-30
FOXESS CO LTD | FOX ESS | CQ7 | CQ7-50-L6 | 41.76 | 41.76 | 2026-05-18 | 2026-06-30
FOXESS CO LTD | FOX ESS | CQ7 | CQ7-50-L6 (w) | 41.76 | 41.76 | 2026-05-18 | 2026-06-30
FOXESS CO LTD | FOX ESS | CQ7 | CQ7-50-L7 | 48.72 | 48.72 | 2026-05-18 | 2026-06-30
FOXESS CO LTD | FOX ESS | CQ7 | CQ7-50-L7 (w) | 48.72 | 48.72 | 2026-05-18 | 2026-06-30
FOXESS CO LTD | FOX ESS | CQ7 | CQ7-50-L8 | 55.68 | 55.68 | 2026-05-18 | 2026-06-30
FOXESS CO LTD | FOX ESS | CQ7 | CQ7-50-L8 (w) | 55.68 | 55.68 | 2026-05-18 | 2026-06-30
FOXESS CO LTD | FOX ESS | CQ7 | CQ7-50-L9 | 62.64 | 62.64 | 2026-05-18 | 2026-06-30
FOXESS CO LTD | FOX ESS | CQ7 | CQ7-50-L9 (w) | 62.64 | 62.64 | 2026-05-18 | 2026-06-30
FOXESS CO LTD | FOX ESS | CQ7 | CQ7-L10 | 69.6 | 69.6 | 2026-05-18 | 2027-12-31
FOXESS CO LTD | FOX ESS | CQ7 | CQ7-L10 (w) | 69.6 | 69.6 | 2026-05-18 | 2027-12-31
FOXESS CO LTD | FOX ESS | CQ7 | CQ7-L11 | 76.56 | 76.56 | 2026-05-18 | 2027-12-31
FOXESS CO LTD | FOX ESS | CQ7 | CQ7-L11 (w) | 76.56 | 76.56 | 2026-05-18 | 2027-12-31
FOXESS CO LTD | FOX ESS | CQ7 | CQ7-L12 | 83.52 | 83.52 | 2026-05-18 | 2027-12-31
FOXESS CO LTD | FOX ESS | CQ7 | CQ7-L12 (w) | 83.52 | 83.52 | 2026-05-18 | 2027-12-31
FOXESS CO LTD | FOX ESS | CQ7 | CQ7-L13 | 90.48 | 90.48 | 2026-05-18 | 2027-12-31
FOXESS CO LTD | FOX ESS | CQ7 | CQ7-L13 (w) | 90.48 | 90.48 | 2026-05-18 | 2027-12-31
FOXESS CO LTD | FOX ESS | CQ7 | CQ7-L14 | 97.44 | 97.44 | 2026-05-18 | 2027-12-31
FOXESS CO LTD | FOX ESS | CQ7 | CQ7-L14 (w) | 97.44 | 97.44 | 2026-05-18 | 2027-12-31
FOXESS CO LTD | FOX ESS | CQ7 | CQ7-L2 | 13.92 | 13.92 | 2026-05-18 | 2027-12-31
FOXESS CO LTD | FOX ESS | CQ7 | CQ7-L2 (w) | 13.92 | 13.92 | 2026-05-18 | 2027-12-31
FOXESS CO LTD | FOX ESS | CQ7 | CQ7-L3 | 20.88 | 20.88 | 2026-05-18 | 2027-12-31
FOXESS CO LTD | FOX ESS | CQ7 | CQ7-L3 (w) | 20.88 | 20.88 | 2026-05-18 | 2027-12-31
FOXESS CO LTD | FOX ESS | CQ7 | CQ7-L4 | 27.84 | 27.84 | 2026-05-18 | 2027-12-31
FOXESS CO LTD | FOX ESS | CQ7 | CQ7-L4 (w) | 27.84 | 27.84 | 2026-05-18 | 2027-12-31
FOXESS CO LTD | FOX ESS | CQ7 | CQ7-L5 | 34.8 | 34.8 | 2026-05-18 | 2027-12-31
FOXESS CO LTD | FOX ESS | CQ7 | CQ7-L5 (w) | 34.8 | 34.8 | 2026-05-18 | 2027-12-31
FOXESS CO LTD | FOX ESS | CQ7 | CQ7-L6 | 41.76 | 41.76 | 2026-05-18 | 2027-12-31
FOXESS CO LTD | FOX ESS | CQ7 | CQ7-L6 (w) | 41.76 | 41.76 | 2026-05-18 | 2027-12-31
FOXESS CO LTD | FOX ESS | CQ7 | CQ7-L7 | 48.72 | 48.72 | 2026-05-18 | 2027-12-31
FOXESS CO LTD | FOX ESS | CQ7 | CQ7-L7 (w) | 48.72 | 48.72 | 2026-05-18 | 2027-12-31
FOXESS CO LTD | FOX ESS | CQ7 | CQ7-L8 | 55.68 | 55.68 | 2026-05-18 | 2027-12-31
FOXESS CO LTD | FOX ESS | CQ7 | CQ7-L8 (w) | 55.68 | 55.68 | 2026-05-18 | 2027-12-31
FOXESS CO LTD | FOX ESS | CQ7 | CQ7-L9 | 62.64 | 62.64 | 2026-05-18 | 2027-12-31
FOXESS CO LTD | FOX ESS | CQ7 | CQ7-L9 (w) | 62.64 | 62.64 | 2026-05-18 | 2027-12-31
FOXESS CO LTD | FOXESS | ECS2900 | ECS2900-H2 | 5.76 | 5.184 | 2024-01-02 | 2027-01-02
FOXESS CO LTD | FOXESS | ECS2900 | ECS2900-H3 | 8.64 | 7.776 | 2024-01-02 | 2027-01-02
FOXESS CO LTD | FOXESS | ECS2900 | ECS2900-H4 | 11.52 | 10.368 | 2024-01-02 | 2027-01-02
FOXESS CO LTD | FOXESS | ECS2900 | ECS2900-H5 | 14.4 | 12.96 | 2024-01-02 | 2027-01-02
FOXESS CO LTD | FOXESS | ECS2900 | ECS2900-H6 | 17.28 | 15.552 | 2024-01-02 | 2027-01-02
FOXESS CO LTD | FOXESS | ECS2900 | ECS2900-H7 | 20.16 | 18.144 | 2024-01-02 | 2027-01-02
FOXESS CO LTD | FOXESS | ECS4800 | ECS4800-H2 | 9.32 | 8.388 | 2024-01-02 | 2027-01-02
FOXESS CO LTD | FOXESS | ECS4800 | ECS4800-H3 | 13.98 | 12.582 | 2024-01-02 | 2027-01-02
FOXESS CO LTD | FOXESS | ECS4800 | ECS4800-H4 | 18.64 | 16.776 | 2024-01-02 | 2027-01-02
FOXESS CO LTD | FOXESS | ECS4800 | ECS4800-H5 | 23.3 | 20.97 | 2024-01-02 | 2027-01-02
FOXESS CO LTD | FOXESS | ECS4800 | ECS4800-H6 | 27.96 | 25.164 | 2024-01-02 | 2027-01-02
FOXESS CO LTD | FOXESS | ECS4800 | ECS4800-H7 | 32.6 | 29.349 | 2024-01-02 | 2027-01-02
FOXESS CO LTD | FOX ESS | EP | EP11 | 10.36 | 10.36 | 2024-06-06 | 2027-06-06
FOXESS CO LTD | FOXESS | EP12 Plus (w) | EP12 Plus (w) | 11.52 | 11.52 | 2026-06-15 | 2027-12-31
FOXESS CO LTD | FOX ESS | EP | EP5 | 5.18 | 4.665 | 2024-06-06 | 2027-06-06
FOXESS Co Ltd | FOX ESS | EQ4800 | EQ4800-L2 | 9.32 | 9.32 | 2024-11-14 | 2027-11-14
FOXESS Co Ltd | FOX ESS | EQ4800 | EQ4800-L3 | 13.98 | 13.98 | 2024-11-14 | 2027-11-14
FOXESS Co Ltd | FOX ESS | EQ4800 | EQ4800-L4 | 18.64 | 18.64 | 2024-11-14 | 2027-11-14
FOXESS Co Ltd | FOX ESS | EQ4800 | EQ4800-L5 | 23.3 | 23.3 | 2024-11-14 | 2027-11-14
FOXESS Co Ltd | FOX ESS | EQ4800 | EQ4800-L6 | 27.96 | 27.96 | 2024-11-14 | 2027-11-14
FOXESS Co Ltd | FOX ESS | EQ4800 | EQ4800-L7 | 32.61 | 32.61 | 2024-11-14 | 2027-11-14
FOXESS Co Ltd | FOX ESS | EQ4800 | EQ4800-L8 | 37.27 | 37.27 | 2024-11-14 | 2027-11-14
FOXESS Co Ltd | FOX ESS | EQ4800 | EQ4800-L9 | 41.93 | 41.93 | 2024-11-14 | 2027-11-14
FOXESS CO LTD | FOXESS | EQ5500 series | EQ5500-L2 | 10.92 | 10.92 | 2026-06-16 | 2027-12-31
FOXESS CO LTD | FOXESS | EQ5500 series | EQ5500-L3 | 16.38 | 16.38 | 2026-06-16 | 2027-12-31
FOXESS CO LTD | FOXESS | EQ5500 series | EQ5500-L4 | 21.84 | 21.84 | 2026-06-16 | 2027-12-31
FOXESS CO LTD | FOXESS | EQ5500 series | EQ5500-L5 | 27.3 | 27.3 | 2026-06-16 | 2027-12-31
FOXESS CO LTD | FOXESS | EQ5500 series | EQ5500-L6 | 32.76 | 32.76 | 2026-06-16 | 2027-12-31
FOXESS CO LTD | FOXESS | EQ5500 series | EQ5500-L7 | 38.22 | 38.22 | 2026-06-16 | 2027-12-31
FOXESS CO LTD | FOXESS | EQ5500 series | EQ5500-L8 | 43.68 | 43.68 | 2026-06-16 | 2027-12-31
FOXESS CO LTD | FOXESS | EQ5500 series | EQ5500-L9 | 49.14 | 49.14 | 2026-06-16 | 2027-12-31
FOXESS CO LTD | FOXESS | Power Cube | PQ1-10.0_EQ5500-S_2S (AS4777-2 2020) | 10.92 | 10.92 | 2026-10-20 | 2027-12-31
FOXESS CO LTD | FOXESS | Power Cube | PQ1-10.0_EQ5500-S_3S (AS4777-2 2020) | 16.38 | 16.38 | 2026-10-20 | 2027-12-31
FOXESS CO LTD | FOXESS | Power Cube | PQ1-10.0_EQ5500-S_4S (AS4777-2 2020) | 21.84 | 21.84 | 2026-10-20 | 2027-12-31
FOXESS CO LTD | FOXESS | Power Cube | PQ1-10.0_EQ5500-S_5S (AS4777-2 2020) | 27.3 | 27.3 | 2026-10-20 | 2027-12-31
FOXESS CO LTD | FOXESS | Power Cube | PQ1-10.0_EQ5500-S_6S (AS4777-2 2020) | 32.76 | 32.76 | 2026-10-20 | 2027-12-31
FOXESS CO LTD | FOXESS | Power Cube | PQ1-10.0_EQ5500-S_7S (AS4777-2 2020) | 38.22 | 38.22 | 2026-10-20 | 2027-12-31
FOXESS CO LTD | FOXESS | Power Cube | PQ1-10.0_EQ5500-S_8S (AS4777-2 2020) | 43.68 | 43.68 | 2026-10-20 | 2027-12-31
FOXESS CO LTD | FOXESS | Power Cube | PQ1-10.0_EQ5500-S_9S (AS4777-2 2020) | 49.14 | 49.14 | 2026-10-20 | 2027-12-31
FOXESS CO LTD | FOXESS | Power Cube | PQ1-12.0_EQ5500-S_2S (AS4777-2 2020) | 10.92 | 10.92 | 2026-10-20 | 2027-12-31
FOXESS CO LTD | FOXESS | Power Cube | PQ1-12.0_EQ5500-S_3S (AS4777-2 2020) | 16.38 | 16.38 | 2026-10-20 | 2027-12-31
FOXESS CO LTD | FOXESS | Power Cube | PQ1-12.0_EQ5500-S_4S (AS4777-2 2020) | 21.84 | 21.84 | 2026-10-20 | 2027-12-31
FOXESS CO LTD | FOXESS | Power Cube | PQ1-12.0_EQ5500-S_5S (AS4777-2 2020) | 27.3 | 27.3 | 2026-10-20 | 2027-12-31
FOXESS CO LTD | FOXESS | Power Cube | PQ1-12.0_EQ5500-S_6S (AS4777-2 2020) | 32.76 | 32.76 | 2026-10-20 | 2027-12-31
FOXESS CO LTD | FOXESS | Power Cube | PQ1-12.0_EQ5500-S_7S (AS4777-2 2020) | 38.22 | 38.22 | 2026-10-20 | 2027-12-31
FOXESS CO LTD | FOXESS | Power Cube | PQ1-12.0_EQ5500-S_8S (AS4777-2 2020) | 43.68 | 43.68 | 2026-10-20 | 2027-12-31
FOXESS CO LTD | FOXESS | Power Cube | PQ1-12.0_EQ5500-S_9S (AS4777-2 2020) | 49.14 | 49.14 | 2026-10-20 | 2027-12-31
FOXESS CO LTD | FOXESS | Power Cube | PQ1-5.0_EQ5500-S_2S (AS4777-2 2020) | 10.92 | 10.92 | 2026-10-20 | 2027-12-31
FOXESS CO LTD | FOXESS | Power Cube | PQ1-5.0_EQ5500-S_3S (AS4777-2 2020) | 16.38 | 16.38 | 2026-10-20 | 2027-12-31
FOXESS CO LTD | FOXESS | Power Cube | PQ1-5.0_EQ5500-S_4S (AS4777-2 2020) | 21.84 | 21.84 | 2026-10-20 | 2027-12-31
FOXESS CO LTD | FOXESS | Power Cube | PQ1-5.0_EQ5500-S_5S (AS4777-2 2020) | 27.3 | 27.3 | 2026-10-20 | 2027-12-31
FOXESS CO LTD | FOXESS | Power Cube | PQ1-5.0_EQ5500-S_6S (AS4777-2 2020) | 32.76 | 32.76 | 2026-10-20 | 2027-12-31
FOXESS CO LTD | FOXESS | Power Cube | PQ1-5.0_EQ5500-S_7S (AS4777-2 2020) | 38.22 | 38.22 | 2026-10-20 | 2027-12-31
FOXESS CO LTD | FOXESS | Power Cube | PQ1-5.0_EQ5500-S_8S (AS4777-2 2020) | 43.68 | 43.68 | 2026-10-20 | 2027-12-31
FOXESS CO LTD | FOXESS | Power Cube | PQ1-5.0_EQ5500-S_9S (AS4777-2 2020) | 49.14 | 49.14 | 2026-10-20 | 2027-12-31
FOXESS CO LTD | FOXESS | Power Cube | PQ1-8.0_EQ5500-S_2S (AS4777-2 2020) | 10.92 | 10.92 | 2026-10-20 | 2027-12-31
FOXESS CO LTD | FOXESS | Power Cube | PQ1-8.0_EQ5500-S_3S (AS4777-2 2020) | 16.38 | 16.38 | 2026-10-20 | 2027-12-31
FOXESS CO LTD | FOXESS | Power Cube | PQ1-8.0_EQ5500-S_4S (AS4777-2 2020) | 21.84 | 21.84 | 2026-10-20 | 2027-12-31
FOXESS CO LTD | FOXESS | Power Cube | PQ1-8.0_EQ5500-S_5S (AS4777-2 2020) | 27.3 | 27.3 | 2026-10-20 | 2027-12-31
FOXESS CO LTD | FOXESS | Power Cube | PQ1-8.0_EQ5500-S_6S (AS4777-2 2020) | 32.76 | 32.76 | 2026-10-20 | 2027-12-31
FOXESS CO LTD | FOXESS | Power Cube | PQ1-8.0_EQ5500-S_7S (AS4777-2 2020) | 38.22 | 38.22 | 2026-10-20 | 2027-12-31
FOXESS CO LTD | FOXESS | Power Cube | PQ1-8.0_EQ5500-S_8S (AS4777-2 2020) | 43.68 | 43.68 | 2026-10-20 | 2027-12-31
FOXESS CO LTD | FOXESS | Power Cube | PQ1-8.0_EQ5500-S_9S (AS4777-2 2020) | 49.14 | 49.14 | 2026-10-20 | 2027-12-31
FranklinWH Technologies Co Ltd | FRANKLINWH | aPower X | aPower X-02-AU (AS4777-2 2020) | 16 | 15 | 2026-05-12 | 2027-12-31
Freedom Won (Pty) Ltd | Freedom Won LiTE Home | Freedom Won LiTE Home Range | Freedom Won LiTE Home 10/8 52V | 10 | 9 | 2025-05-30 | 2027-12-31
Freedom Won (Pty) Ltd | Freedom Won LiTE Home | Freedom Won LiTE Home Range | Freedom Won LiTE Home 15/12 52V | 15 | 13.5 | 2025-05-30 | 2027-12-31
Freedom Won (Pty) Ltd | Freedom Won LiTE Home | Freedom Won LiTE Home Range | Freedom Won LiTE Home 20/16 52V | 20 | 18 | 2025-05-30 | 2027-12-31
Freedom Won (Pty) Ltd | Freedom Won LiTE Home | Freedom Won LiTE Home Range | Freedom Won LiTE Home 30/24 52V | 30 | 27 | 2025-05-30 | 2027-12-31
Freedom Won (Pty) Ltd | Freedom Won LiTE Home | Freedom Won LiTE Home Range | Freedom Won LiTE Home 5/4 52V | 5 | 4.5 | 2025-05-30 | 2027-12-31
Fronius International GmbH | Fronius | Reserva | Reserva 12.6 | 13.37 | 12.63 | 2025-08-01 | 2027-12-31
Fronius International GmbH | Fronius | Reserva | Reserva 15.8 | 16.71 | 15.79 | 2025-08-01 | 2027-12-31
Fronius International GmbH | Fronius | Reserva | Reserva 6.3 | 6.68 | 6.31 | 2025-08-01 | 2027-12-31
Fronius International GmbH | Fronius | Reserva | Reserva 9.5 | 10.03 | 9.47 | 2025-08-01 | 2027-12-31
Fronius International GmbH | Fronius | Reserva Pro | Reserva Pro 12.0 | 12 | 11.9 | 2026-09-09 | 2027-12-31
Fronius International GmbH | Fronius | Reserva Pro | Reserva Pro 16.0 | 16 | 15.9 | 2026-09-09 | 2027-12-31
Fronius International GmbH | Fronius | Reserva Pro | Reserva Pro 20.0 | 20 | 19.9 | 2026-09-09 | 2027-12-31
Fronius International GmbH | Fronius | Reserva Pro | Reserva Pro 24.0 | 24 | 23.9 | 2026-09-09 | 2027-12-31
Fronius International GmbH | Fronius | Reserva Pro | Reserva Pro 28.0 | 28 | 27.9 | 2026-09-09 | 2027-12-31
Fronius International GmbH | Fronius | Reserva Pro | Reserva Pro 32.0 | 32 | 31.9 | 2026-09-09 | 2027-12-31
GCL Green Energy System Technology Co Ltd | GCL | Honror ES | Honror ES RY-10-S1 | 10 | 9 | 2024-04-02 | 2027-04-02
GCL Green Energy System Technology Co Ltd | GCL | Honror ES | Honror ES RY-15-S1 | 15 | 13.5 | 2024-04-02 | 2027-04-02
GCL Green Energy System Technology Co Ltd | GCL | Honror ES | Honror ES RY-20-S1 | 20 | 18 | 2024-04-02 | 2027-04-02
GCL Green Energy System Technology Co Ltd | GCL | Honror ES | Honror ES RY-5-S1 | 5 | 4.5 | 2024-04-02 | 2027-04-02
GD Midea Air-Conditioning Equipment Co Ltd | Midea | H1 | H1-10-E0 | 10 | 10 | 2025-10-01 | 2027-12-31
GD Midea Air-Conditioning Equipment Co Ltd | Midea | H1 | H1-15-E0 | 15 | 15 | 2025-10-01 | 2027-12-31
GD Midea Air-Conditioning Equipment Co Ltd | Midea | H1 | H1-20-E0 | 20 | 20 | 2025-10-01 | 2027-12-31
GD Midea Air-Conditioning Equipment Co Ltd | Midea | H1 | H1-5-E0 | 5 | 5 | 2025-10-01 | 2027-12-31
GD Midea Heating & Ventilating Equipment Co. Ltd. | Midea | Midea LV Residential ESS | ME-B10L | 10.2 | 9.18 | 2025-09-05 | 2027-12-31
GD Midea Heating & Ventilating Equipment Co. Ltd. | Midea | Midea LV Residential ESS | ME-B15L | 15 | 13.5 | 2025-09-05 | 2027-12-31
GD Midea Heating & Ventilating Equipment Co. Ltd. | Midea | Midea LV Residential ESS | ME-B20L | 20.4 | 18.36 | 2025-09-05 | 2027-12-31
GD Midea Heating & Ventilating Equipment Co. Ltd. | Midea | Midea LV Residential ESS | ME-B25L | 25.5 | 22.95 | 2025-09-05 | 2027-12-31
GD Midea Heating & Ventilating Equipment Co. Ltd. | Midea | Midea LV Residential ESS | ME-B30L | 30.6 | 27.54 | 2025-09-05 | 2027-12-31
GD Midea Heating & Ventilating Equipment Co. Ltd. | Midea | Midea LV Residential ESS | ME-B5L | 5.12 | 4.61 | 2025-09-05 | 2027-12-31
Ginlong Energy storage Co Ltd | Solis Storage | EverCore | EverCore-99.9kWh | 100 | 99.9 | 2026-08-17 | 2027-12-31
Ginlong Energy storage Co Ltd | Solis Storage | EverCore | EverCore-99.9kWh-PRO | 100 | 99.9 | 2026-08-17 | 2027-12-31
Ginlong Energy storage Co Ltd | Solis Storage | IntelliHome | IntelliHome-14kWh-OD | 14 | 14 | 2026-08-17 | 2027-12-31
Ginlong Energy storage Co Ltd | Solis Storage | IntelliHome | IntelliHome-16kWh-OD | 16 | 16 | 2026-08-17 | 2027-12-31
GNW Power Limited | GREENGAROO | AW | AW10000 | 7.536 | 7.536 | 2026-03-17 | 2027-12-31
GNW Power Limited | GREENGAROO | AW | AW7500(WM5000) | 4.95 | 4.95 | 2024-11-01 | 2027-11-01
GNW Power Limited | GREENGAROO | AW Series | AW7500PRO | 4.945 | 4.945 | 2025-12-16 | 2027-12-31
GoodWe Technologies Co Ltd | GOODWE | Lynx D G2 | GW5.1-BAT-D-G20 | 5.12 | 5 | 2025-08-14 | 2027-12-31
GoodWe Technologies Co Ltd | GOODWE | Lynx D G2 | GW5.1-BAT-D-G21 | 5.12 | 5 | 2025-08-14 | 2027-12-31
GoodWe Technologies Co Ltd | GOODWE | Lynx D G2 | GW6.0-BAT-D-G20 | 6 | 5.9 | 2026-07-09 | 2027-12-31
GoodWe Technologies Co Ltd | GOODWE | Lynx C | GW60KWH-D-10 | 60 | 60 | 2024-06-27 | 2027-06-27
GoodWe Technologies Co Ltd | GOODWE | BAT | GW61.4-BAT-AC-G10 | 61.4 | 60 | 2025-11-13 | 2027-12-31
GoodWe Technologies Co Ltd | GOODWE | BAT | GW71.6-BAT-AC-G10 | 71.6 | 70 | 2025-11-13 | 2027-12-31
GoodWe Technologies Co Ltd | GOODWE | Lynx D G2 | GW8.3-BAT-D-G20 | 8.32 | 8 | 2025-08-14 | 2027-12-31
GoodWe Technologies Co Ltd | GOODWE | Lynx D G2 | GW8.3-BAT-D-G21 | 8.32 | 8 | 2025-08-14 | 2027-12-31
GoodWe Technologies Co Ltd | GOODWE | BAT | GW81.9-BAT-AC-G10 | 81.9 | 80 | 2025-11-13 | 2027-12-31
GoodWe Technologies Co Ltd | GOODWE | Lynx D G2 | GW9.0-BAT-D-G20 | 9 | 8.85 | 2026-07-09 | 2027-12-31
GoodWe Technologies Co Ltd | GOODWE | BAT | GW92.1-BAT-AC-G10 | 92.1 | 90 | 2025-11-13 | 2027-12-31
GoodWe Technologies Co Ltd | GOODWE | Lynx Home D | LX D5.0-10 | 5 | 5 | 2023-11-17 | 2026-11-17
GoodWe Technologies Co Ltd | Goodwe | Lynx Home F Series | LX F13.1-H | 13.1 | 13.1 | 2022-11-25 | 2025-11-25
GoodWe Technologies Co Ltd | Goodwe | Lynx Home F Series | LX F16.4-H | 16.38 | 16.38 | 2022-11-25 | 2025-11-25
GoodWe Technologies Co Ltd | Goodwe | Lynx Home F Series | LX F6.6-H | 6.55 | 6.55 | 2022-11-25 | 2025-11-25
GoodWe Technologies Co Ltd | Goodwe | Lynx Home F Series | LX F9.8-H | 9.83 | 9.83 | 2022-11-25 | 2025-11-25
GoodWe Technologies Co Ltd | GOODWE | Lynx U G3 Series | LX U5.0-30 | 5.12 | 5 | 2025-06-16 | 2027-12-31
GoodWe Technologies Co Ltd | GOODWE | Lynx Home U | LX U5.4-L | 5.4 | 4.8 | 2023-02-23 | 2026-02-23
GREEN ESS PTY LTD | GREEN ESS | MINT | MINT7240 | 2.9 | 2.75 | 2024-12-09 | 2027-12-09
Green Solutions (Chengdu) Co Ltd | Green Solutions | NA | HOME E10 | 10.2 | 9.7 | 2025-11-27 | 2027-12-31
GreenBank Solar Australia | GREENBANK | GB series | GB48200 | 10.24 | 9.22 | 2025-05-02 | 2027-12-31
Guang Dong Redx Electrical Technology Limited | Redx | RX2500 | RX-2505AC (AS4777-2 2020) | 5 | 4.8 | 2023-01-23 | 2026-01-23
Guang Dong Redx Electrical Technology Limited | Redx | RX2500 | RX-2505PW (AS4777-2 2020) | 5 | 4.8 | 2023-01-23 | 2026-01-23
Guangdong Felicity New Energy Co Ltd | Felicity ESS | LUX-X | LUX-X-48100LCG01-US | 4.98 | 4.98 | 2025-05-06 | 2027-12-31
Guangdong Felicity New Energy Co Ltd | Felicity ESS | LUX-X | LUX-X-48100LG01-USM2 | 9.96 | 9.96 | 2025-05-06 | 2027-12-31
Guangdong Felicity New Energy Co Ltd | Felicity ESS | LUX-X | LUX-X-48100LG01-USM3 | 14.94 | 14.94 | 2025-05-06 | 2027-12-31
Guangdong Felicity New Energy Co Ltd | Felicity ESS | LUX-X | LUX-X-48100LG01-USM4 | 19.92 | 19.92 | 2025-05-06 | 2027-12-31
Guangdong Felicity New Energy Co Ltd | Felicity ESS | LUX-X | LUX-X-48100LG01-USM5 | 24.9 | 24.9 | 2025-05-06 | 2027-12-31
Guangdong Felicity New Energy Co Ltd | Felicity ESS | LUX-X | LUX-X-48100LG01-USM6 | 29.88 | 29.88 | 2025-05-06 | 2027-12-31
Guangdong Felicity New Energy Co Ltd | Felicity ESS | LUX-X | LUX-X-48100LG01-USM7 | 34.86 | 34.86 | 2025-05-06 | 2027-12-31
Guangdong Felicity New Energy Co Ltd | Felicity ESS | LUX-X | LUX-X-48100LG01-USM8 | 39.84 | 39.84 | 2025-05-06 | 2027-12-31
Guangdong Felicity New Energy Co Ltd | Felicity ESS | LUX-X | LUX-X-48100LMG01-US | 4.98 | 4.98 | 2025-05-06 | 2027-12-31
Guangdong Felicity New Energy Co Ltd | Felicity ESS | LUX-Y | LUX-Y-48100HG01M10 | 51.2 | 48.64 | 2026-03-27 | 2027-12-31
Guangdong Felicity New Energy Co Ltd | Felicity ESS | LUX-Y | LUX-Y-48100HG01M11 | 56.32 | 53.5 | 2026-03-27 | 2027-12-31
Guangdong Felicity New Energy Co Ltd | Felicity ESS | LUX-Y | LUX-Y-48100HG01M12 | 61.44 | 58.36 | 2026-03-27 | 2027-12-31
Guangdong Felicity New Energy Co Ltd | Felicity ESS | LUX-Y | LUX-Y-48100HG01M4 | 20.48 | 19.45 | 2026-03-27 | 2027-12-31
Guangdong Felicity New Energy Co Ltd | Felicity ESS | LUX-Y | LUX-Y-48100HG01M5 | 25.6 | 24.32 | 2026-03-27 | 2027-12-31
Guangdong Felicity New Energy Co Ltd | Felicity ESS | LUX-Y | LUX-Y-48100HG01M6 | 30.72 | 29.18 | 2026-03-27 | 2027-12-31
Guangdong Felicity New Energy Co Ltd | Felicity ESS | LUX-Y | LUX-Y-48100HG01M7 | 35.84 | 34.04 | 2026-03-27 | 2027-12-31
Guangdong Felicity New Energy Co Ltd | Felicity ESS | LUX-Y | LUX-Y-48100HG01M8 | 40.96 | 38.91 | 2026-03-27 | 2027-12-31
Guangdong Felicity New Energy Co Ltd | Felicity ESS | LUX-Y | LUX-Y-48100HG01M9 | 46.08 | 43.77 | 2026-03-27 | 2027-12-31
Guangdong Sofar Smart Solar Technology Co Ltd | Sofar | BTS | BTS 5K | 5.12 | 4.992 | 2026-01-09 | 2027-12-31
Guangdong Sofar Smart Solar Technology Co Ltd | Sofar | BTS | BTS E10-DS5 | 10.24 | 9.984 | 2026-01-09 | 2027-12-31
Guangdong Sofar Smart Solar Technology Co Ltd | Sofar | BTS | BTS E15-DS5 | 15.36 | 14.976 | 2026-01-09 | 2027-12-31
Guangdong Sofar Smart Solar Technology Co Ltd | Sofar | BTS | BTS E20-DS5 | 20.48 | 19.968 | 2026-01-09 | 2027-12-31
Guangdong Sofar Smart Solar Technology Co Ltd | Sofar | BTS | BTS E5-DS5 | 5.12 | 4.992 | 2026-01-09 | 2027-12-31
Guangzhou Felicity Solar Technology Co Ltd | felicitysolar | FLH | FLH48100UG2M10 | 51.2 | 46.08 | 2026-09-23 | 2027-12-31
Guangzhou Felicity Solar Technology Co Ltd | felicitysolar | FLH | FLH48100UG2M11 | 56.32 | 50.688 | 2026-09-23 | 2027-12-31
Guangzhou Felicity Solar Technology Co Ltd | felicitysolar | FLH | FLH48100UG2M12 | 61.44 | 55.296 | 2026-09-23 | 2027-12-31
Guangzhou Felicity Solar Technology Co Ltd | felicitysolar | FLH | FLH48100UG2M13 | 66.56 | 59.904 | 2026-09-23 | 2027-12-31
Guangzhou Felicity Solar Technology Co Ltd | felicitysolar | FLH | FLH48100UG2M14 | 71.68 | 64.512 | 2026-09-23 | 2027-12-31
Guangzhou Felicity Solar Technology Co Ltd | felicitysolar | FLH | FLH48100UG2M15 | 76.8 | 69.12 | 2026-09-23 | 2027-12-31
Guangzhou Felicity Solar Technology Co Ltd | felicitysolar | FLH | FLH48100UG2M16 | 81.92 | 73.728 | 2026-09-23 | 2027-12-31
Guangzhou Felicity Solar Technology Co Ltd | felicitysolar | FLH | FLH48100UG2M5 | 25.6 | 23.04 | 2026-09-23 | 2027-12-31
Guangzhou Felicity Solar Technology Co Ltd | felicitysolar | FLH | FLH48100UG2M6 | 30.72 | 27.648 | 2026-09-23 | 2027-12-31
Guangzhou Felicity Solar Technology Co Ltd | felicitysolar | FLH | FLH48100UG2M7 | 35.84 | 32.256 | 2026-09-23 | 2027-12-31
Guangzhou Felicity Solar Technology Co Ltd | felicitysolar | FLH | FLH48100UG2M8 | 40.96 | 36.864 | 2026-09-23 | 2027-12-31
Guangzhou Felicity Solar Technology Co Ltd | felicitysolar | FLH | FLH48100UG2M9 | 46.08 | 41.472 | 2026-09-23 | 2027-12-31
Guangzhou Sanjing Electric Co Ltd | SAJ | B2S | B2-12.8-HV1-S | 12.8 | 12.8 | 2026-02-06 | 2027-12-31
Guangzhou Sanjing Electric Co Ltd | SAJ | B2S | B2-19.2-HV1-S | 19.2 | 19.2 | 2026-02-06 | 2027-12-31
Guangzhou Sanjing Electric Co Ltd | SAJ | B2S | B2-19.2-HV2-S | 19.2 | 19.2 | 2026-02-06 | 2027-12-31
Guangzhou Sanjing Electric Co Ltd | SAJ | B2S | B2-25.6-HV1-S | 25.6 | 25.6 | 2026-02-06 | 2027-12-31
Guangzhou Sanjing Electric Co Ltd | SAJ | B2S | B2-25.6-HV2-S | 25.6 | 25.6 | 2026-02-06 | 2027-12-31
Guangzhou Sanjing Electric Co Ltd | SAJ | B2S | B2-32.0-HV1-S | 32 | 32 | 2026-02-06 | 2027-12-31
Guangzhou Sanjing Electric Co Ltd | SAJ | B2S | B2-32.0-HV2-S | 32 | 32 | 2026-02-06 | 2027-12-31
Guangzhou Sanjing Electric Co Ltd | SAJ | B2S | B2-38.4-HV1-S | 38.4 | 38.4 | 2026-02-06 | 2027-12-31
Guangzhou Sanjing Electric Co Ltd | SAJ | B2S | B2-44.8-HV1-S | 44.8 | 44.8 | 2026-02-06 | 2027-12-31
Guangzhou Sanjing Electric Co Ltd | SAJ | B2S | B2-51.2-HV1-S | 51.2 | 51.2 | 2026-02-06 | 2027-12-31
Guangzhou Sanjing Electric Co Ltd | SAJ | CHS2 | CHS2-29.9K-T4-204.8V/280Ah/51.5kWh (AS4777-2 2020) | 57.3 | 51.5 | 2025-04-08 | 2027-12-31
Guangzhou Sanjing Electric Co Ltd | SAJ | CHS2 | CHS2-29.9K-T4-256.0V/280Ah/64.4kWh (AS4777-2 2020) | 71.6 | 64.4 | 2025-04-08 | 2027-12-31
Guangzhou Sanjing Electric Co Ltd | SAJ | CHS2 | CHS2-29.9K-T4-307.2V/280Ah/77.3kWh (AS4777-2 2020) | 85.9 | 77.3 | 2025-04-08 | 2027-12-31
Guangzhou Sanjing Electric Co Ltd | SAJ | CHS2 | CHS2-50K-T6-204.8V/280Ah/51.5kWh (AS4777-2 2020) | 57.3 | 51.5 | 2025-04-08 | 2027-12-31
Guangzhou Sanjing Electric Co Ltd | SAJ | CHS2 | CHS2-50K-T6-256.0V/280Ah/64.4kWh (AS4777-2 2020) | 71.6 | 64.4 | 2025-04-08 | 2027-12-31
Guangzhou Sanjing Electric Co Ltd | SAJ | CHS2 | CHS2-50K-T6-307.2V/280Ah/77.3kWh (AS4777-2 2020) | 85.9 | 77.3 | 2025-04-08 | 2027-12-31
Guangzhou Sanjing Electric Co Ltd | SAJ | EK70 HS5 | EK70 BU5-7.0-TV | 7 | 7 | 2026-09-11 | 2028-02-12
Guangzhou Sanjing Electric Co Ltd | SAJ | EK70 HS5 | EK70 BU5-9.0-TV | 9 | 9 | 2026-09-11 | 2028-02-12
Guangzhou Sanjing Electric Co Ltd | SAJ | EK90 HS5 | EK90 BU5-7.0-TV | 7 | 7 | 2026-09-11 | 2028-02-12
Guangzhou Sanjing Electric Co Ltd | SAJ | EK90 HS5 | EK90 BU5-9.0-TV | 9 | 9 | 2026-09-11 | 2028-02-12
Hengdian Group DMEGC Magnetics Co Ltd | DMEGC | H02 | H02-10 | 10.24 | 10.24 | 2025-12-12 | 2027-12-31
Hengdian Group DMEGC Magnetics Co Ltd | DMEGC | H02 | H02-15 | 15.36 | 15.36 | 2025-12-12 | 2027-12-31
Hengdian Group DMEGC Magnetics Co Ltd | DMEGC | H02 | H02-20 | 20.48 | 20.48 | 2025-12-12 | 2027-12-31
Hengdian Group DMEGC Magnetics Co Ltd | DMEGC | H02 | H02-25 | 25.6 | 25.6 | 2025-12-12 | 2027-12-31
Hengdian Group DMEGC Magnetics Co Ltd | DMEGC | H02 | H02-30 | 30.72 | 30.72 | 2025-12-12 | 2027-12-31
Hengdian Group DMEGC Magnetics Co Ltd | DMEGC | H02 | H02-35 | 35.84 | 35.84 | 2025-12-12 | 2027-12-31
Hengdian Group DMEGC Magnetics Co Ltd | DMEGC | H02 | H02-40 | 40.96 | 40.96 | 2025-12-12 | 2027-12-31
Hengdian Group DMEGC Magnetics Co Ltd | DMEGC | H02 | H02-45 | 46.08 | 46.08 | 2025-12-12 | 2027-12-31
Hengdian Group DMEGC Magnetics Co Ltd | DMEGC | H02 | H02-50 | 51.2 | 51.2 | 2025-12-12 | 2027-12-31
Hengdian Group DMEGC Magnetics Co Ltd | DMEGC | H02 | H02-60 | 61.44 | 61.44 | 2025-12-12 | 2027-12-31
Hiconics Eco-energy Drive Technology Co Ltd | HICONICS | HEC-S | HEC-S B 10K | 10.24 | 9.2 | 2022-10-31 | 2025-10-31
Hiconics Eco-energy Drive Technology Co Ltd | HICONICS | HEC-S | HEC-S B 15K | 15.36 | 13.8 | 2022-10-31 | 2025-10-31
Hiconics Eco-energy Drive Technology Co Ltd | HICONICS | HEC-S | HEC-S B 20K | 20.48 | 18.4 | 2022-10-31 | 2025-10-31
Hiconics Eco-energy Drive Technology Co Ltd | HICONICS | HEC-S | HEC-S B 5K | 5.12 | 4.6 | 2022-10-31 | 2025-10-31
Hiconics Eco-energy Drive Technology Co Ltd | Midea | MD-BS | MD-BS10.0-HSST | 10.2 | 10 | 2026-02-17 | 2027-12-31
Hiconics Eco-energy Drive Technology Co Ltd | Midea | MD-BS | MD-BS15.0-HSST | 15.3 | 15 | 2026-02-17 | 2027-12-31
Hiconics Eco-energy Drive Technology Co Ltd | Midea | MD-BS | MD-BS20.0-HSST | 20.4 | 20 | 2026-02-17 | 2027-12-31
Hiconics Eco-energy Drive Technology Co Ltd | Midea | MD-BS | MD-BS30.0-HSST | 30.6 | 30 | 2026-02-17 | 2027-12-31
Hiconics Eco-energy Drive Technology Co Ltd | Midea | MD-BS | MD-BS5.0-HSST | 5.1 | 5 | 2026-02-17 | 2027-12-31
Hiconics Eco-energy Drive Technology Co Ltd | Midea | MEBC2-BAT | MEBC2-B10H-AIO | 10.24 | 10 | 2026-04-08 | 2027-12-31
Hiconics Eco-energy Drive Technology Co Ltd | Midea | MEBC2-BAT | MEBC2-B14H-AIO-Pro | 14.06 | 13.72 | 2026-07-16 | 2027-12-31
Hiconics Eco-energy Drive Technology Co Ltd | Midea | MEBC2-BAT | MEBC2-B14H-Pro | 14.06 | 13.72 | 2026-10-06 | 2027-12-31
Hiconics Eco-energy Drive Technology Co Ltd | Midea | MEBC2-BAT | MEBC2-B15H-AIO | 15.36 | 15 | 2026-04-08 | 2027-12-31
Hiconics Eco-energy Drive Technology Co Ltd | Midea | MEBC2-BAT | MEBC2-B20H-AIO | 20.48 | 20 | 2026-04-08 | 2027-12-31
Hiconics Eco-energy Drive Technology Co Ltd | Midea | MEBC2-BAT | MEBC2-B21H-AIO-Pro | 21.09 | 20.58 | 2026-07-16 | 2027-12-31
Hiconics Eco-energy Drive Technology Co Ltd | Midea | MEBC2-BAT | MEBC2-B21H-Pro | 21.09 | 20.58 | 2026-10-06 | 2027-12-31
Hiconics Eco-energy Drive Technology Co Ltd | Midea | MEBC2-BAT | MEBC2-B25H-AIO | 25.6 | 25 | 2026-04-08 | 2027-12-31
Hiconics Eco-energy Drive Technology Co Ltd | Midea | MEBC2-BAT | MEBC2-B28H-AIO-Pro | 28.12 | 27.44 | 2026-07-16 | 2027-12-31
Hiconics Eco-energy Drive Technology Co Ltd | Midea | MEBC2-BAT | MEBC2-B28H-Pro | 28.12 | 27.44 | 2026-10-06 | 2027-12-31
Hiconics Eco-energy Drive Technology Co Ltd | Midea | MEBC2-BAT | MEBC2-B30H-AIO | 30.72 | 30 | 2026-04-08 | 2027-12-31
Hiconics Eco-energy Drive Technology Co Ltd | Midea | MEBC2-BAT | MEBC2-B35H-AIO | 35.84 | 35 | 2026-04-08 | 2027-12-31
Hiconics Eco-energy Drive Technology Co Ltd | Midea | MEBC2-BAT | MEBC2-B35H-AIO-Pro | 35.15 | 34.3 | 2026-07-16 | 2027-12-31
Hiconics Eco-energy Drive Technology Co Ltd | Midea | MEBC2-BAT | MEBC2-B35H-Pro | 35.15 | 34.3 | 2026-10-06 | 2027-12-31
Hiconics Eco-energy Drive Technology Co Ltd | Midea | MEBC2-BAT | MEBC2-B40H-AIO | 40.96 | 40 | 2026-04-08 | 2027-12-31
Hiconics Eco-energy Drive Technology Co Ltd | Midea | MEBC2-BAT | MEBC2-B42H-AIO-Pro | 42.18 | 41.16 | 2026-07-16 | 2027-12-31
Hiconics Eco-energy Drive Technology Co Ltd | Midea | MEBC2-BAT | MEBC2-B42H-Pro | 42.18 | 41.16 | 2026-10-06 | 2027-12-31
Hiconics Eco-energy Drive Technology Co Ltd | Midea | MEBC2-BAT | MEBC2-B49H-AIO-Pro | 49.21 | 48.02 | 2026-07-16 | 2027-12-31
Hiconics Eco-energy Drive Technology Co Ltd | Midea | MEBC2-BAT | MEBC2-B49H-Pro | 49.21 | 48.02 | 2026-10-06 | 2027-12-31
Hiconics Eco-energy Drive Technology Co Ltd | Midea | MEBC2-BAT | MEBC2-B50H-AIO | 51.2 | 50 | 2026-04-08 | 2027-12-31
Hiconics Eco-energy Drive Technology Co Ltd | Midea | MEBC2-BAT | MEBC2-B56H-AIO-Pro | 56.24 | 54.88 | 2026-07-16 | 2027-12-31
Hiconics Eco-energy Drive Technology Co Ltd | Midea | MEBC2-BAT | MEBC2-B56H-Pro | 56.24 | 54.88 | 2026-10-06 | 2027-12-31
Hiconics Eco-energy Drive Technology Co Ltd | Midea | MEBC2-BAT | MEBC2-B5H-AIO | 5.12 | 5 | 2026-04-08 | 2027-12-31
Hiconics Eco-energy Drive Technology Co Ltd | Midea | MEBC2-BAT | MEBC2-B60H-AIO | 61.44 | 60 | 2026-04-08 | 2027-12-31
Hiconics Eco-energy Drive Technology Co Ltd | Midea | MEBC2-BAT | MEBC2-B63H-AIO-Pro | 63.27 | 61.74 | 2026-07-16 | 2027-12-31
Hiconics Eco-energy Drive Technology Co Ltd | Midea | MEBC2-BAT | MEBC2-B63H-Pro | 63.27 | 61.74 | 2026-10-06 | 2027-12-31
Hiconics Eco-energy Drive Technology Co Ltd | Midea | MEBC2-BAT | MEBC2-B70H-AIO-Pro | 70.3 | 68.6 | 2026-07-16 | 2027-12-31
Hiconics Eco-energy Drive Technology Co Ltd | Midea | MEBC2-BAT | MEBC2-B70H-Pro | 70.3 | 68.6 | 2026-10-06 | 2027-12-31
Hiconics Eco-energy Drive Technology Co Ltd | Midea | MEBC2-BAT | MEBC2-B84H-AIO-Pro | 84.36 | 82.32 | 2026-07-16 | 2027-12-31
Hiconics Eco-energy Drive Technology Co Ltd | Midea | MEBC2-BAT | MEBC2-B84H-Pro | 84.36 | 82.32 | 2026-10-06 | 2027-12-31
Hiconics Eco-energy Drive Technology Co Ltd | HICONICS | MH-BAT | MH-BAT10.0-HPE | 10.24 | 10 | 2026-03-20 | 2027-12-31
Hiconics Eco-energy Drive Technology Co Ltd | HICONICS | MH-BAT | MH-BAT14-HPE-Pro | 14.06 | 13.72 | 2026-07-16 | 2027-12-31
Hiconics Eco-energy Drive Technology Co Ltd | HICONICS | MH-BAT | MH-BAT14-HP-Pro | 14.06 | 13.72 | 2026-10-06 | 2027-12-31
Hiconics Eco-energy Drive Technology Co Ltd | HICONICS | MH-BAT | MH-BAT15.0-HPE | 15.36 | 15 | 2026-03-20 | 2027-12-31
Hiconics Eco-energy Drive Technology Co Ltd | HICONICS | MH-BAT | MH-BAT20.0-HPE | 20.48 | 20 | 2026-03-20 | 2027-12-31
Hiconics Eco-energy Drive Technology Co Ltd | HICONICS | MH-BAT | MH-BAT21-HPE-Pro | 21.09 | 20.58 | 2026-07-16 | 2027-12-31
Hiconics Eco-energy Drive Technology Co Ltd | HICONICS | MH-BAT | MH-BAT21-HP-Pro | 21.09 | 20.58 | 2026-10-06 | 2027-12-31
Hiconics Eco-energy Drive Technology Co Ltd | HICONICS | MH-BAT | MH-BAT25.0-HPE | 25.6 | 25 | 2026-03-20 | 2027-12-31
Hiconics Eco-energy Drive Technology Co Ltd | HICONICS | MH-BAT | MH-BAT28-HPE-Pro | 28.12 | 27.44 | 2026-07-16 | 2027-12-31
Hiconics Eco-energy Drive Technology Co Ltd | HICONICS | MH-BAT | MH-BAT28-HP-Pro | 28.12 | 27.44 | 2026-10-06 | 2027-12-31
Hiconics Eco-energy Drive Technology Co Ltd | HICONICS | MH-BAT | MH-BAT30.0-HPE | 30.72 | 30 | 2026-03-20 | 2027-12-31
Hiconics Eco-energy Drive Technology Co Ltd | HICONICS | MH-BAT | MH-BAT35.0-HPE | 35.84 | 35 | 2026-03-20 | 2027-12-31
Hiconics Eco-energy Drive Technology Co Ltd | HICONICS | MH-BAT | MH-BAT35-HPE-Pro | 35.15 | 34.3 | 2026-07-16 | 2027-12-31
Hiconics Eco-energy Drive Technology Co Ltd | HICONICS | MH-BAT | MH-BAT35-HP-Pro | 35.15 | 34.3 | 2026-10-06 | 2027-12-31
Hiconics Eco-energy Drive Technology Co Ltd | HICONICS | MH-BAT | MH-BAT40.0-HPE | 40.96 | 40 | 2026-03-20 | 2027-12-31
Hiconics Eco-energy Drive Technology Co Ltd | HICONICS | MH-BAT | MH-BAT42-HPE-Pro | 42.18 | 41.16 | 2026-07-16 | 2027-12-31
Hiconics Eco-energy Drive Technology Co Ltd | HICONICS | MH-BAT | MH-BAT42-HP-Pro | 42.18 | 41.16 | 2026-10-06 | 2027-12-31
Hiconics Eco-energy Drive Technology Co Ltd | HICONICS | MH-BAT | MH-BAT49-HPE-Pro | 49.21 | 48.02 | 2026-07-16 | 2027-12-31
Hiconics Eco-energy Drive Technology Co Ltd | HICONICS | MH-BAT | MH-BAT49-HP-Pro | 49.21 | 48.02 | 2026-10-06 | 2027-12-31
Hiconics Eco-energy Drive Technology Co Ltd | HICONICS | MH-BAT | MH-BAT5.0-HPE | 5.12 | 5 | 2026-03-20 | 2027-12-31
Hiconics Eco-energy Drive Technology Co Ltd | HICONICS | MH-BAT | MH-BAT50.0-HPE | 51.2 | 50 | 2026-03-20 | 2027-12-31
Hiconics Eco-energy Drive Technology Co Ltd | HICONICS | MH-BAT | MH-BAT56-HPE-Pro | 56.24 | 54.88 | 2026-07-16 | 2027-12-31
Hiconics Eco-energy Drive Technology Co Ltd | HICONICS | MH-BAT | MH-BAT56-HP-Pro | 56.24 | 54.88 | 2026-10-06 | 2027-12-31
Hiconics Eco-energy Drive Technology Co Ltd | HICONICS | MH-BAT | MH-BAT60.0-HPE | 61.44 | 60 | 2026-03-20 | 2027-12-31
Hiconics Eco-energy Drive Technology Co Ltd | HICONICS | MH-BAT | MH-BAT63-HPE-Pro | 63.27 | 61.74 | 2026-07-16 | 2027-12-31
Hiconics Eco-energy Drive Technology Co Ltd | HICONICS | MH-BAT | MH-BAT63-HP-Pro | 63.27 | 61.74 | 2026-10-06 | 2027-12-31
Hiconics Eco-energy Drive Technology Co Ltd | HICONICS | MH-BAT | MH-BAT70-HPE-Pro | 70.3 | 68.6 | 2026-07-16 | 2027-12-31
Hiconics Eco-energy Drive Technology Co Ltd | HICONICS | MH-BAT | MH-BAT70-HP-Pro | 70.3 | 68.6 | 2026-10-06 | 2027-12-31
Hiconics Eco-energy Drive Technology Co Ltd | HICONICS | MH-BAT | MH-BAT84-HPE-Pro | 84.36 | 82.32 | 2026-07-16 | 2027-12-31
Hiconics Eco-energy Drive Technology Co Ltd | HICONICS | MH-BAT | MH-BAT84-HP-Pro | 84.36 | 82.32 | 2026-10-06 | 2027-12-31
HopeTrek Innovations Co Ltd | HOPETREK | HB5-S01 | ESS-HB15-S01 | 15.36 | 15.36 | 2026-10-19 | 2027-12-31
HopeTrek Innovations Co Ltd | HOPETREK | HB5-S01 | ESS-HB20-S01 | 20.48 | 20.48 | 2026-10-19 | 2027-12-31
HopeTrek Innovations Co Ltd | HOPETREK | HB5-S01 | ESS-HB25-S01 | 25.6 | 25.6 | 2026-10-19 | 2027-12-31
HopeTrek Innovations Co Ltd | HOPETREK | HB5-S01 | ESS-HB30-S01 | 30.72 | 30.72 | 2026-10-19 | 2027-12-31
HopeTrek Innovations Co Ltd | HOPETREK | HB5-S01 | ESS-HB35-S01 | 35.84 | 35.84 | 2026-10-19 | 2027-12-31
HopeTrek Innovations Co Ltd | HOPETREK | HB5-S01 | ESS-HB40-S01 | 40.96 | 40.96 | 2026-10-19 | 2027-12-31
HopeTrek Innovations Co Ltd | HOPETREK | HB5-S01 | ESS-HB45-S01 | 46.08 | 46.08 | 2026-10-19 | 2027-12-31
HopeTrek Innovations Co Ltd | HOPETREK | HB5-S01 | ESS-HB50-S01 | 51.2 | 51.2 | 2026-10-19 | 2027-12-31
HopeTrek Innovations Co Ltd | HOPETREK | HB5-S01 | ESS-HB55-S01 | 56.32 | 56.32 | 2026-10-19 | 2027-12-31
HopeTrek Innovations Co Ltd | HOPETREK | HB5-S01 | ESS-HB60-S01 | 61.44 | 61.44 | 2026-10-19 | 2027-12-31
Hoymiles Power Electronics Inc | Hoymiles | HBX | HBX-10LV-G1 | 10.24 | 9.21 | 2024-12-17 | 2027-12-17
Hoymiles Power Electronics Inc | Hoymiles | HBX | HBX-5LV-G1 | 5.12 | 4.6 | 2024-12-17 | 2027-12-17
Hoymiles Power Electronics Inc | Hoymiles | Energy Storage System | HiOne-10S-16B-G3-AU (AS4777-2 2020) | 16 | 15.6 | 2026-08-13 | 2027-12-31
Hoymiles Power Electronics Inc | Hoymiles | Energy Storage System | HiOne-10S-24B-G3-AU (AS4777-2 2020) | 24 | 23.4 | 2026-08-13 | 2027-12-31
Hoymiles Power Electronics Inc | Hoymiles | Energy Storage System | HiOne-10S-32B-G3-AU (AS4777-2 2020) | 32 | 31.2 | 2026-08-13 | 2027-12-31
Hoymiles Power Electronics Inc | Hoymiles | Energy Storage System | HiOne-10T-16B-G3-AU (AS4777-2 2020) | 16 | 15.6 | 2026-08-13 | 2027-12-31
Hoymiles Power Electronics Inc | Hoymiles | Energy Storage System | HiOne-10T-24B-G3-AU (AS4777-2 2020) | 24 | 23.4 | 2026-08-13 | 2027-12-31
Hoymiles Power Electronics Inc | Hoymiles | Energy Storage System | HiOne-10T-32B-G3-AU (AS4777-2 2020) | 32 | 31.2 | 2026-08-13 | 2027-12-31
Hoymiles Power Electronics Inc | Hoymiles | Energy Storage System | HiOne-10T-8B-G3-AU (AS4777-2 2020) | 8 | 7.8 | 2026-08-13 | 2027-12-31
Hoymiles Power Electronics Inc | Hoymiles | Energy Storage System | HiOne-12S-48B-G3-AU (AS4777-2 2020) | 48 | 46.8 | 2026-08-13 | 2027-12-31
Hoymiles Power Electronics Inc | Hoymiles | Energy Storage System | HiOne-12T-16B-G3-AU (AS4777-2 2020) | 16 | 15.6 | 2026-08-13 | 2027-12-31
Hoymiles Power Electronics Inc | Hoymiles | Energy Storage System | HiOne-12T-24B-G3-AU (AS4777-2 2020) | 24 | 23.4 | 2026-08-13 | 2027-12-31
Hoymiles Power Electronics Inc | Hoymiles | Energy Storage System | HiOne-12T-32B-G3-AU (AS4777-2 2020) | 32 | 31.2 | 2026-08-13 | 2027-12-31
Hoymiles Power Electronics Inc | Hoymiles | Energy Storage System | HiOne-12T-8B-G3-AU (AS4777-2 2020) | 8 | 7.8 | 2026-08-13 | 2027-12-31
Hoymiles Power Electronics Inc | Hoymiles | Energy Storage System | HiOne-16T-24B-G3-AU (AS4777-2 2020) | 24 | 23.4 | 2026-08-13 | 2027-12-31
Hoymiles Power Electronics Inc | Hoymiles | Energy Storage System | HiOne-16T-32B-G3-AU (AS4777-2 2020) | 32 | 31.2 | 2026-08-13 | 2027-12-31
Hoymiles Power Electronics Inc | Hoymiles | Energy Storage System | HiOne-16T-40B-G3-AU (AS4777-2 2020) | 40 | 39 | 2026-08-13 | 2027-12-31
Hoymiles Power Electronics Inc | Hoymiles | Energy Storage System | HiOne-16T-48B-G3-AU (AS4777-2 2020) | 48 | 46.8 | 2026-08-13 | 2027-12-31
Hoymiles Power Electronics Inc | Hoymiles | Energy Storage System | HiOne-20T-24B-G3-AU (AS4777-2 2020) | 24 | 23.4 | 2026-08-13 | 2027-12-31
Hoymiles Power Electronics Inc | Hoymiles | Energy Storage System | HiOne-20T-32B-G3-AU (AS4777-2 2020) | 32 | 31.2 | 2026-08-13 | 2027-12-31
Hoymiles Power Electronics Inc | Hoymiles | Energy Storage System | HiOne-20T-40B-G3-AU (AS4777-2 2020) | 40 | 39 | 2026-08-13 | 2027-12-31
Hoymiles Power Electronics Inc | Hoymiles | Energy Storage System | HiOne-20T-48B-G3-AU (AS4777-2 2020) | 48 | 46.8 | 2026-08-13 | 2027-12-31
Hoymiles Power Electronics Inc | Hoymiles | Energy Storage System | HiOne-5S-16B-G3-AU (AS4777-2 2020) | 16 | 15.6 | 2026-08-13 | 2027-12-31
Hoymiles Power Electronics Inc | Hoymiles | Energy Storage System | HiOne-5S-24B-G3-AU (AS4777-2 2020) | 24 | 23.4 | 2026-08-13 | 2027-12-31
Hoymiles Power Electronics Inc | Hoymiles | Energy Storage System | HiOne-5S-32B-G3-AU (AS4777-2 2020) | 32 | 31.2 | 2026-08-13 | 2027-12-31
Hoymiles Power Electronics Inc | Hoymiles | Energy Storage System | HiOne-8S-16B-G3-AU (AS4777-2 2020) | 16 | 15.6 | 2026-08-13 | 2027-12-31
Hoymiles Power Electronics Inc | Hoymiles | Energy Storage System | HiOne-8S-24B-G3-AU (AS4777-2 2020) | 24 | 23.4 | 2026-08-13 | 2027-12-31
Hoymiles Power Electronics Inc | Hoymiles | Energy Storage System | HiOne-8S-32B-G3-AU (AS4777-2 2020) | 32 | 31.2 | 2026-08-13 | 2027-12-31
Hoymiles Power Electronics Inc | Hoymiles | Energy Storage System | HiOne-8T-16B-G3-AU (AS4777-2 2020) | 16 | 15.6 | 2026-08-13 | 2027-12-31
Hoymiles Power Electronics Inc | Hoymiles | Energy Storage System | HiOne-8T-24B-G3-AU (AS4777-2 2020) | 24 | 23.4 | 2026-08-13 | 2027-12-31
Hoymiles Power Electronics Inc | Hoymiles | Energy Storage System | HiOne-8T-32B-G3-AU (AS4777-2 2020) | 32 | 31.2 | 2026-08-13 | 2027-12-31
Hoymiles Power Electronics Inc | Hoymiles | Energy Storage System | HiOne-8T-8B-G3-AU (AS4777-2 2020) | 8 | 7.8 | 2026-08-13 | 2027-12-31
HUAWEI TECHNOLOGIES (AUSTRALIA) PTY LTD | Huawei | LUNA | LUNA2000-10-S0 (LUNA2000-5kW-C0 + 2xLUNA2000-5-EO) | 10 | 10 | 2024-04-08 | 2027-04-08
HUAWEI TECHNOLOGIES (AUSTRALIA) PTY LTD | Huawei | LUNA | LUNA2000-15-S0 (LUNA2000-5kW-C0 + 3xLUNA2000-5-EO) | 15 | 15 | 2024-04-08 | 2027-04-08
HUAWEI TECHNOLOGIES (AUSTRALIA) PTY LTD | Huawei | LUNA | LUNA2000-5-S0 (LUNA2000-5kW-C0 + 1xLUNA2000-5-EO) | 5 | 5 | 2024-04-08 | 2027-04-08
Huizhou RoyPow Technology Co Ltd | ROYPOW | RBmax3.8MH series | 2*RBmax3.8MH | 7.68 | 7.06 | 2025-07-31 | 2027-12-31
Huizhou RoyPow Technology Co Ltd | ROYPOW | RBmax5.1L series | 2*RBmax5.1L | 10.24 | 9.58 | 2025-10-23 | 2027-12-31
Huizhou RoyPow Technology Co Ltd | ROYPOW | RBmax5.1L series | 2*RBmax5.1L2 | 10.24 | 9.58 | 2025-10-23 | 2027-12-31
Huizhou RoyPow Technology Co Ltd | ROYPOW | RBmax5.5MH series | 2*RBmax5.5MH | 11.06 | 10.18 | 2025-07-31 | 2027-12-31
Huizhou RoyPow Technology Co Ltd | ROYPOW | RBmax3.8MH series | 3*RBmax3.8MH | 11.52 | 10.6 | 2025-07-31 | 2027-12-31
Huizhou RoyPow Technology Co Ltd | ROYPOW | RBmax5.1L series | 3*RBmax5.1L | 15.36 | 14.37 | 2025-10-23 | 2027-12-31
Huizhou RoyPow Technology Co Ltd | ROYPOW | RBmax5.1L series | 3*RBmax5.1L2 | 15.36 | 14.37 | 2025-10-23 | 2027-12-31
Huizhou RoyPow Technology Co Ltd | ROYPOW | RBmax5.5MH series | 3*RBmax5.5MH | 16.59 | 15.26 | 2025-07-31 | 2027-12-31
Huizhou RoyPow Technology Co Ltd | ROYPOW | RBmax3.8MH series | 4*RBmax3.8MH | 15.36 | 14.13 | 2025-07-31 | 2027-12-31
Huizhou RoyPow Technology Co Ltd | ROYPOW | RBmax5.1L series | 4*RBmax5.1L | 20.48 | 19.16 | 2025-10-23 | 2027-12-31
Huizhou RoyPow Technology Co Ltd | ROYPOW | RBmax5.1L series | 4*RBmax5.1L2 | 20.48 | 19.16 | 2025-10-23 | 2027-12-31
Huizhou RoyPow Technology Co Ltd | ROYPOW | RBmax5.5MH series | 4*RBmax5.5MH | 22.12 | 20.35 | 2025-07-31 | 2027-12-31
Huizhou RoyPow Technology Co Ltd | ROYPOW | RBmax3.8MH series | 5*RBmax3.8MH | 19.2 | 17.66 | 2025-07-31 | 2027-12-31
Huizhou RoyPow Technology Co Ltd | ROYPOW | RBmax5.1L series | 5*RBmax5.1L | 25.6 | 23.95 | 2025-10-23 | 2027-12-31
Huizhou RoyPow Technology Co Ltd | ROYPOW | RBmax5.1L series | 5*RBmax5.1L2 | 25.6 | 23.95 | 2025-10-23 | 2027-12-31
Huizhou RoyPow Technology Co Ltd | ROYPOW | RBmax5.5MH series | 5*RBmax5.5MH | 27.65 | 25.44 | 2025-07-31 | 2027-12-31
Huizhou RoyPow Technology Co Ltd | ROYPOW | RBmax3.8MH series | 6*RBmax3.8MH | 23.04 | 21.2 | 2025-07-31 | 2027-12-31
Huizhou RoyPow Technology Co Ltd | ROYPOW | RBmax5.5MH series | 6*RBmax5.5MH | 33.18 | 30.53 | 2025-07-31 | 2027-12-31
Huizhou RoyPow Technology Co Ltd | ROYPOW | RBmax5.1L series | RBmax5.1L | 5.12 | 4.79 | 2025-10-23 | 2027-12-31
Huizhou RoyPow Technology Co Ltd | ROYPOW | RBmax5.1L series | RBmax5.1L2 | 5.12 | 4.79 | 2025-10-23 | 2027-12-31
Huizhou Tianchen Shangneng Technology Co Ltd | TCSN | CN | CN51.2-100 | 5.12 | 5.12 | 2025-09-01 | 2027-12-31
Inno Energy Group Pty Ltd | Inno Energy | NA | INNO-A-5KW | 5.12 | 4.9 | 2024-12-02 | 2027-12-02
iPotisEdge Co Ltd | PotisEdge | ALOE | ALOE PRO-M10 | 9.6 | 9.6 | 2024-12-16 | 2027-12-16
iPotisEdge Co Ltd | PotisEdge | ALOE | ALOE PRO-M15 | 14.4 | 14.4 | 2024-12-16 | 2027-12-16
iPotisEdge Co Ltd | PotisEdge | ALOE | ALOE PRO-M20 | 19.2 | 19.2 | 2024-12-16 | 2027-12-16
iPotisEdge Co Ltd | PotisEdge | ALOE | ALOE PRO-M25 | 24 | 24 | 2026-06-29 | 2027-12-31
iPotisEdge Co Ltd | PotisEdge | ALOE | ALOE PRO-M30 | 28.8 | 28.8 | 2026-06-29 | 2027-12-31
iPotisEdge Co Ltd | PotisEdge | ALOE | ALOE PRO-M5 | 4.8 | 4.8 | 2024-12-16 | 2027-12-16
iPotisEdge Co Ltd | PotisEdge | ALOE | ALOE-MB10 | 9.6 | 9.6 | 2024-12-16 | 2027-12-16
iPotisEdge Co Ltd | PotisEdge | ALOE | ALOE-MB15 | 14.4 | 14.4 | 2024-12-16 | 2027-12-16
iPotisEdge Co Ltd | PotisEdge | ALOE | ALOE-MB20 | 19.2 | 19.2 | 2024-12-16 | 2027-12-16
iPotisEdge Co Ltd | PotisEdge | ALOE | ALOE-MB25 | 24 | 24 | 2026-06-29 | 2027-12-31
iPotisEdge Co Ltd | PotisEdge | ALOE | ALOE-MB30 | 28.8 | 28.8 | 2026-06-29 | 2027-12-31
iPotisEdge Co Ltd | PotisEdge | ALOE | ALOE-MB5 | 4.8 | 4.8 | 2024-12-16 | 2027-12-16
iPotisEdge Co Ltd | iPotisEdge | Mint | Mint-JKE10 | 10.24 | 10.24 | 2024-08-21 | 2027-08-21
iPotisEdge Co Ltd | iPotisEdge | Mint | Mint-JKE15 | 15.36 | 15.36 | 2024-08-21 | 2027-08-21
iPotisEdge Co Ltd | iPotisEdge | Mint | Mint-JKE20 | 20.48 | 20.48 | 2024-08-21 | 2027-08-21
iPotisEdge Co Ltd | iPotisEdge | Mint | Mint-JKE5 | 5.12 | 5.12 | 2024-08-21 | 2027-08-21
iPotisEdge Co Ltd | Norse | Nora-C06 | Nora-C06-B06 | 6.144 | 6.144 | 2026-03-19 | 2027-12-31
iPotisEdge Co Ltd | Norse | Nora-C06 | Nora-C06-B12 | 12.288 | 12.288 | 2026-03-19 | 2027-12-31
iPotisEdge Co Ltd | Norse | Nora-C06 | Nora-C06-B18 | 18.432 | 18.432 | 2026-03-19 | 2027-12-31
iPotisEdge Co Ltd | Norse | Nora-C06 | Nora-C06-B24 | 24.576 | 24.576 | 2026-03-19 | 2027-12-31
iPotisEdge Co Ltd | Norse | Nora-C06 | Nora-C06-B30 | 30.72 | 30.72 | 2026-03-19 | 2027-12-31
iPotisEdge Co Ltd | Norse | Nora-C06 | Nora-C06-B36 | 36.864 | 36.864 | 2026-03-19 | 2027-12-31
iPotisEdge Co Ltd | Norse | Nora-C06 | Nora-C06-B42 | 43.008 | 43.008 | 2026-03-19 | 2027-12-31
iPotisEdge Co Ltd | Norse | Nora-C06 | Nora-C06-B48 | 49.152 | 49.152 | 2026-03-19 | 2027-12-31
iStore (QLD) Pty Ltd | iStore | IS-BATT | IS-BATT-10000-S0 | 10 | 10 | 2023-10-19 | 2027-04-19
iStore (QLD) Pty Ltd | iStore | IS-BATT | IS-BATT-14000-S1 | 13.8 | 13.8 | 2026-09-16 | 2027-12-31
iStore (QLD) Pty Ltd | iStore | IS-BATT | IS-BATT-15000-S0 | 15 | 15 | 2023-10-19 | 2027-04-19
iStore (QLD) Pty Ltd | iStore | IS-BATT | IS-BATT-21000-S1 | 20.7 | 20.7 | 2026-09-16 | 2027-12-31
iStore (QLD) Pty Ltd | iStore | IS-BATT | IS-BATT-5000-S0 | 5 | 5 | 2023-10-19 | 2027-04-19
iStore (QLD) Pty Ltd | iStore | IS-BATT | IS-BATT-7000-S1 | 6.9 | 6.9 | 2026-09-16 | 2027-12-31
Jiangmen Jeeseng Energy Co Ltd | JEESENG | JEEDD | JEEDD-153100 | 15.36 | 14.28 | 2026-05-19 | 2027-12-31
Jiangmen Jeeseng Energy Co Ltd | JEESENG | JEEDD | JEEDD-204100 | 20.48 | 19.04 | 2026-05-19 | 2027-12-31
Jiangmen Jeeseng Energy Co Ltd | JEESENG | JEEDD | JEEDD-256100 | 25.6 | 23.8 | 2026-05-19 | 2027-12-31
Jiangmen Jeeseng Energy Co Ltd | JEESENG | JEEDD | JEEDD-307100 | 30.72 | 28.56 | 2026-05-19 | 2027-12-31
Jiangmen Jeeseng Energy Co Ltd | JEESENG | JEEDD | JEEDD-358100 | 35.84 | 33.33 | 2026-05-19 | 2027-12-31
Jiangsu Hengtong Energy Storage Technology Co Ltd | Hengtong ESS | HELIOS H5000 | HTBP-48V100 | 5.12 | 4.1 | 2024-11-08 | 2027-11-08
JIANGSU JUNCESS ENERGY CO LTD | JUNCESS | JCL | JCL16 | 16.07 | 16.07 | 2026-06-03 | 2027-12-31
JIANGSU JUNCESS ENERGY CO LTD | JUNCESS | JFL | JFL16 | 16.07 | 16.07 | 2026-06-03 | 2027-12-31
Jiangsu Koyoe Energy Technology Co Ltd | KOYOE | KY | KY-102V40AH | 4.096 | 3.279 | 2024-07-29 | 2027-07-29
Jiangsu Koyoe Energy Technology Co Ltd | KOYOE | KY | KY-204V40AH | 8.192 | 6.554 | 2024-07-29 | 2027-07-29
Jiangsu Koyoe Energy Technology Co Ltd | KOYOE | KY | KY-306V40AH | 12.288 | 9.83 | 2024-07-29 | 2027-07-29
Jiangsu Koyoe Energy Technology Co Ltd | KOYOE | FY | KY-408V40AH | 16.384 | 13.107 | 2024-07-29 | 2027-07-29
Jiangsu Koyoe Energy Technology Co Ltd | KOYOE | KY | KY-510V40AH | 20.48 | 16.384 | 2024-07-29 | 2027-07-29
Jiangsu RCT Power Energy Technology Co Ltd | RCT Power | BMS 2.0 | Power Battery 11.5 | 11.52 | 10.37 | 2024-05-02 | 2027-05-02
Jiangsu RCT Power Energy Technology Co Ltd | RCT Power | BMS 2.0 | Power Battery 3.8 | 3.84 | 3.46 | 2024-05-02 | 2027-05-02
Jiangsu RCT Power Energy Technology Co Ltd | RCT Power | BMS 2.0 | Power Battery 5.7 | 5.76 | 5.18 | 2024-05-02 | 2027-05-02
Jiangsu RCT Power Energy Technology Co Ltd | RCT Power | BMS 2.0 | Power Battery 7.6 | 7.68 | 6.91 | 2024-05-02 | 2027-05-02
Jiangsu RCT Power Energy Technology Co Ltd | RCT Power | BMS 2.0 | Power Battery 9.6 | 9.6 | 8.64 | 2024-05-02 | 2027-05-02
Jiangsu Weiheng Intelligent Technology Co Ltd | WHES | Myrtillo | BXC-4.992kWh-1S | 4.992 | 4.992 | 2026-08-18 | 2027-12-31
Jiangsu Weiheng Intelligent Technology Co Ltd | WHES | Myrtillo | BXC-4.992kWh-1S-I | 4.992 | 4.992 | 2026-08-18 | 2027-12-31
Jiangsu Weiheng Intelligent Technology Co Ltd | WHES | Myrtillo | BXC-4.992kWh-2S | 9.98 | 9.98 | 2026-08-18 | 2027-12-31
Jiangsu Weiheng Intelligent Technology Co Ltd | WHES | Myrtillo | BXC-4.992kWh-2S-I | 9.98 | 9.98 | 2026-08-18 | 2027-12-31
Jiangsu Weiheng Intelligent Technology Co Ltd | WHES | Myrtillo | BXC-4.992kWh-3S | 14.976 | 14.976 | 2026-08-18 | 2027-12-31
Jiangsu Weiheng Intelligent Technology Co Ltd | WHES | Myrtillo | BXC-4.992kWh-3S-I | 14.976 | 14.976 | 2026-08-18 | 2027-12-31
Jiangsu Weiheng Intelligent Technology Co Ltd | WHES | Myrtillo | BXC-4.992kWh-4S | 19.968 | 19.968 | 2026-08-18 | 2027-12-31
Jiangsu Weiheng Intelligent Technology Co Ltd | WHES | Myrtillo | BXC-4.992kWh-4S-I | 19.968 | 19.968 | 2026-08-18 | 2027-12-31
Jiangsu Weiheng Intelligent Technology Co Ltd | WHES | Myrtillo | BXC-4.992kWh-5S | 24.96 | 24.96 | 2026-08-18 | 2027-12-31
Jiangsu Weiheng Intelligent Technology Co Ltd | WHES | Myrtillo | BXC-4.992kWh-5S-I | 24.96 | 24.96 | 2026-08-18 | 2027-12-31
Jiangsu Weiheng Intelligent Technology Co Ltd | WHES | Myrtillo | BXC-4.992kWh-6S | 29.952 | 29.952 | 2026-08-18 | 2027-12-31
Jiangsu Weiheng Intelligent Technology Co Ltd | WHES | Myrtillo | BXC-4.992kWh-6S-I | 29.952 | 29.952 | 2026-08-18 | 2027-12-31
Jiangsu Weiheng Intelligent Technology Co Ltd | WHES | PC-mini | DC-100kWh-EC00 | 100 | 100 | 2026-03-17 | 2027-12-31
Jiangsu Weiheng Intelligent Technology Co Ltd | WHES | PC-mini | DC-100kWh-EC10 | 100 | 100 | 2026-03-17 | 2027-12-31
Jiangsu Weiheng Intelligent Technology Co Ltd | WHES | PC-mini | DC-57kWh-EC00 | 57.34 | 57.34 | 2026-03-17 | 2027-12-31
Jiangsu Weiheng Intelligent Technology Co Ltd | WHES | PC-mini | DC-71kWh-EC00 | 71.68 | 71.68 | 2026-03-17 | 2027-12-31
Jiangsu Weiheng Intelligent Technology Co Ltd | WHES | PC-mini | DC-86kWh-EC00 | 86.02 | 86.02 | 2026-03-17 | 2027-12-31
Jiangsu Weiheng Intelligent Technology Co Ltd | ECACTUS | Myrtillo | WH-BXC4992-1S | 4.992 | 4.492 | 2025-07-30 | 2027-12-31
Jiangsu Weiheng Intelligent Technology Co Ltd | ECACTUS | Myrtillo | WH-BXC4992-1S-I | 4.992 | 4.492 | 2025-07-30 | 2027-12-31
Jiangsu Weiheng Intelligent Technology Co Ltd | ECACTUS | Myrtillo | WH-BXC4992-2S | 9.984 | 8.895 | 2025-07-30 | 2027-12-31
Jiangsu Weiheng Intelligent Technology Co Ltd | ECACTUS | Myrtillo | WH-BXC4992-2S-I | 9.984 | 8.895 | 2025-07-30 | 2027-12-31
Jiangsu Weiheng Intelligent Technology Co Ltd | ECACTUS | Myrtillo | WH-BXC4992-3S | 14.976 | 13.478 | 2025-07-30 | 2027-12-31
Jiangsu Weiheng Intelligent Technology Co Ltd | ECACTUS | Myrtillo | WH-BXC4992-3S-I | 14.976 | 13.478 | 2025-07-30 | 2027-12-31
Jiangsu Weiheng Intelligent Technology Co Ltd | ECACTUS | Myrtillo | WH-BXC4992-4S | 19.968 | 17.971 | 2025-07-30 | 2027-12-31
Jiangsu Weiheng Intelligent Technology Co Ltd | ECACTUS | Myrtillo | WH-BXC4992-4S-I | 19.968 | 17.971 | 2025-07-30 | 2027-12-31
Jiangsu Weiheng Intelligent Technology Co Ltd | ECACTUS | Myrtillo | WH-BXC4992-5S | 24.96 | 22.464 | 2025-07-30 | 2027-12-31
Jiangsu Weiheng Intelligent Technology Co Ltd | ECACTUS | Myrtillo | WH-BXC4992-5S-I | 24.96 | 22.464 | 2025-07-30 | 2027-12-31
Jiangsu Weiheng Intelligent Technology Co Ltd | ECACTUS | Myrtillo | WH-BXC4992-6S | 29.952 | 26.956 | 2025-07-30 | 2027-12-31
Jiangsu Weiheng Intelligent Technology Co Ltd | ECACTUS | Myrtillo | WH-BXC4992-6S-I | 29.952 | 26.956 | 2025-07-30 | 2027-12-31
Jiangsu Weiheng Intelligent Technology Co Ltd | ECACTUS | Agave | WH-SPHA3.6H-10.24kWh (AS4777-2 2020) | 10.24 | 9.22 | 2024-08-07 | 2027-08-07
Jiangsu Weiheng Intelligent Technology Co Ltd | ECACTUS | Agave | WH-SPHA3.6H-5.12kWh (AS4777-2 2020) | 5.12 | 4.61 | 2024-08-07 | 2027-08-07
Jiangsu Weiheng Intelligent Technology Co Ltd | ECACTUS | Agave | WH-SPHA5.0H-10.24kWh (AS4777-2 2020) | 10.24 | 9.22 | 2024-08-07 | 2027-08-07
Jiangsu Weiheng Intelligent Technology Co Ltd | ECACTUS | Agave | WH-SPHA5.0H-5.12kWh (AS4777-2 2020) | 5.12 | 4.61 | 2024-08-07 | 2027-08-07
Jiangsu Weiheng Intelligent Technology Co Ltd | ECACTUS | Agave | WH-SPHA6.0H-10.24kWh (AS4777-2 2020) | 10.24 | 9.22 | 2024-08-07 | 2027-08-07
Jiangsu Weiheng Intelligent Technology Co Ltd | ECACTUS | Agave | WH-SPHA6.0H-5.12kWh (AS4777-2 2020) | 5.12 | 4.61 | 2024-08-07 | 2027-08-07
Jingning Yuneng Technology Co Ltd | APstorage | APbattery | APbattery-48V/13.5kWh | 13.5 | 12.15 | 2026-06-22 | 2027-12-31
Jinko Solar Co Ltd | Jinko Solar | B | JKS-B19237-CS | 7.1 | 6.39 | 2024-12-09 | 2027-12-09
Jinko Solar Co Ltd | Jinko Solar | B | JKS-B28837-CS | 10.66 | 9.59 | 2024-12-09 | 2027-12-09
Jinko Solar Co Ltd | Jinko Solar | B | JKS-B38437-CS | 14.21 | 12.78 | 2024-12-09 | 2027-12-09
Jinko Solar Co Ltd | Jinko Solar | B | JKS-B48037-CS | 17.76 | 15.98 | 2024-12-09 | 2027-12-09
Jinko Solar Co Ltd | Jinko | JKS-B51100-GI | JKS-B51100-GI | 5.12 | 4.6 | 2023-06-09 | 2026-06-09
Jinko Solar Co Ltd | Jinko Solar | B | JKS-B57637-CS | 21.31 | 19.17 | 2024-12-09 | 2027-12-09
Kewben Pty Ltd trading as Greenhouse International | greenhse Technologies | RESIDENTIAL | GH-B16 | 16.076 | 12.86 | 2026-02-17 | 2027-12-31
Kewben Pty Ltd trading as Greenhouse International | greenhse Technologies | RESIDENTIAL | GH-B16A | 16.076 | 16.076 | 2026-04-08 | 2027-12-31
Kijo Power (Shenzhen) Co Ltd | KIJO | KJ LFP48 | KJ LFP48-100 | 5.12 | 5.12 | 2024-08-27 | 2027-08-27
LAVO Life Pty Ltd | LAVO | AIO | AIO-10KWH1PBM-CE | 5.32 | 4.79 | 2024-12-24 | 2027-12-24
LG Energy Solution Ltd | LG Energy Solution | Prime | RESU 10H Prime | 9.87 | 9.6 | 2024-06-04 | 2027-06-12
LG Energy Solution Ltd | LG Energy Solution | Prime | RESU 16H Prime | 16.45 | 16 | 2024-06-04 | 2027-06-12
LG Energy Solution Ltd | LG RESU | LG RESU | RESU10 | 9.8 | 8.8 | 2024-06-26 | 2027-06-26
LG Energy Solution Ltd | LG RESU | LG RESU | RESU12 | 13.1 | 11.7 | 2024-10-08 | 2027-10-08
LG Energy Solution Ltd | LG | RESU | RESU6.5 | 6.5 | 5.9 | 2024-06-26 | 2027-06-26
Master Instruments Pty Ltd | Drypower | BAT Pack | DP-51100-R | 5.12 | 5.12 | 2026-08-28 | 2027-12-31
Maxeon Solar Technologies Ltd | Maxeon | RESERVE | RESERVE-BAT-1-DC-10.1-INT | 10.1 | 9.6 | 2023-05-10 | 2026-05-10
MUST ENERGY (GUANGDONG) TECHNOLOGY CO LTD | MUST | LP28 | LP28-48314 | 16.076 | 16.076 | 2026-05-28 | 2027-12-31
Myenergi Ltd | myenergi | libbi | LIBBI-BM5D1-A | 5.12 | 4.6 | 2026-08-20 | 2027-12-31
Ningbo Deye Ess Technology Co Ltd | Deye | AI-W | AI-W10.2-B | 10.24 | 10.24 | 2026-02-05 | 2027-12-31
Ningbo Deye Ess Technology Co Ltd | Deye | AI-W | AI-W15.3-B | 15.36 | 15.36 | 2026-02-05 | 2027-12-31
Ningbo Deye Ess Technology Co Ltd | Deye | AI-W | AI-W20.4-B | 20.48 | 20.48 | 2026-02-05 | 2027-12-31
Ningbo Deye Ess Technology Co Ltd | Deye | AI-W | AI-W25.6-B | 25.6 | 25.6 | 2026-02-05 | 2027-12-31
Ningbo Deye Ess Technology Co Ltd | Deye | AI-W | AI-W30.7-B | 30.72 | 30.72 | 2026-02-05 | 2027-12-31
Ningbo Deye Ess Technology Co Ltd | Deye | BOS-B | BOS-B85 | 85.8 | 77.22 | 2026-03-04 | 2027-12-31
Ningbo Deye Ess Technology Co Ltd | Deye | BOS-GX | BOS-G15 | 15.36 | 15.36 | 2023-12-01 | 2026-12-01
Ningbo Deye Ess Technology Co Ltd | Deye | BOS-GX | BOS-G20 | 20.48 | 20.48 | 2023-12-01 | 2026-12-01
Ningbo Deye Ess Technology Co Ltd | Deye | BOS-GX | BOS-G25 | 25.6 | 25.6 | 2023-12-01 | 2026-12-01
Ningbo Deye Ess Technology Co Ltd | Deye | BOS-G-Pro | BOS-G25-Pro | 25.6 | 25.6 | 2025-12-24 | 2027-12-31
Ningbo Deye Ess Technology Co Ltd | Deye | BOS-GX | BOS-G30 | 30.72 | 30.72 | 2023-12-01 | 2026-12-01
Ningbo Deye Ess Technology Co Ltd | Deye | BOS-G-Pro | BOS-G30-Pro | 30.72 | 30.72 | 2025-12-24 | 2027-12-31
Ningbo Deye Ess Technology Co Ltd | Deye | BOS-GX | BOS-G35 | 35.84 | 35.84 | 2023-12-01 | 2026-12-01
Ningbo Deye Ess Technology Co Ltd | Deye | BOS-G-Pro | BOS-G35-Pro | 35.84 | 35.84 | 2025-12-24 | 2027-12-31
Ningbo Deye Ess Technology Co Ltd | Deye | BOS-GX | BOS-G40 | 40.96 | 40.96 | 2023-12-01 | 2026-12-01
Ningbo Deye Ess Technology Co Ltd | Deye | BOS-G-Pro | BOS-G40-Pro | 40.96 | 40.96 | 2025-12-24 | 2027-12-31
Ningbo Deye Ess Technology Co Ltd | Deye | BOS-GX | BOS-G45 | 46.08 | 46.08 | 2023-12-01 | 2026-12-01
Ningbo Deye Ess Technology Co Ltd | Deye | BOS-G-Pro | BOS-G45-Pro | 46.08 | 46.08 | 2025-12-24 | 2027-12-31
Ningbo Deye Ess Technology Co Ltd | Deye | BOS-GX | BOS-G50 | 51.2 | 51.2 | 2023-12-01 | 2026-12-01
Ningbo Deye Ess Technology Co Ltd | Deye | BOS-G-Pro | BOS-G50-Pro | 51.2 | 51.2 | 2025-12-24 | 2027-12-31
Ningbo Deye Ess Technology Co Ltd | Deye | BOS-GX | BOS-G55 | 56.32 | 56.32 | 2023-12-01 | 2026-12-01
Ningbo Deye Ess Technology Co Ltd | Deye | BOS-G-Pro | BOS-G55-Pro | 56.32 | 56.32 | 2025-12-24 | 2027-12-31
Ningbo Deye Ess Technology Co Ltd | Deye | BOS-GX | BOS-G60 | 61.44 | 61.44 | 2023-12-01 | 2026-12-01
Ningbo Deye Ess Technology Co Ltd | Deye | BOS-G-Pro | BOS-G60-Pro | 61.44 | 61.44 | 2025-12-24 | 2027-12-31
Ningbo Deye Ess Technology Co Ltd | Deye | BOS-G-Pro | BOS-G65-Pro | 66.56 | 66.56 | 2025-12-24 | 2027-12-31
Ningbo Deye Ess Technology Co Ltd | Deye | BOS-G-Pro | BOS-G70-Pro | 71.68 | 71.68 | 2025-12-24 | 2027-12-31
Ningbo Deye Ess Technology Co Ltd | Deye | BOS-G-Pro | BOS-G75-Pro | 76.8 | 76.8 | 2025-12-24 | 2027-12-31
Ningbo Deye Ess Technology Co Ltd | Deye | BOS-G-Pro | BOS-G80-Pro | 81.92 | 81.92 | 2025-12-24 | 2027-12-31
Ningbo Deye Ess Technology Co Ltd | Deye | BOS-G-Pro | BOS-G85-Pro | 87.04 | 87.04 | 2025-12-24 | 2027-12-31
Ningbo Deye Ess Technology Co Ltd | Deye | NA | GE-F60 | 61.44 | 61.44 | 2024-05-23 | 2027-05-23
NINGBO DEYE ESS TECHNOLOGY CO LTD | Deye | RW | RW-F10.2 | 10.2 | 10.2 | 2024-06-05 | 2027-06-05
Ningbo Deye Ess Technology Co Ltd | Deye | NA | RW-M6.1-B | 6.14 | 6.14 | 2024-05-23 | 2027-05-23
Ningbo Deye Ess Technology Co Ltd | Deye | N/A | SE-G5.1 Pro-B | 5.12 | 5.12 | 2025-12-22 | 2027-12-31
Ningbo Hicorenergy Co Ltd | Hicorenergy | I-BOX Series | I-BOX 48100R | 5.12 | 4.608 | 2026-04-14 | 2027-12-31
Ningbo Hicorenergy Co Ltd | Hicorenergy | Si LV1 | Si LV1-1 | 5.12 | 4.608 | 2026-06-11 | 2027-12-31
Ningbo Hicorenergy Co Ltd | Hicorenergy | Si LV1 | Si LV1-2 | 10.24 | 9.216 | 2026-06-11 | 2027-12-31
Ningbo Hicorenergy Co Ltd | Hicorenergy | Si LV1 | Si LV1-3 | 15.36 | 13.824 | 2026-06-11 | 2027-12-31
Ningbo Hicorenergy Co Ltd | Hicorenergy | Si LV1 | Si LV1-4 | 20.48 | 18.432 | 2026-06-11 | 2027-12-31
Ningbo Hicorenergy Co Ltd | Hicorenergy | Si LV1 | Si LV1-5 | 25.6 | 23.04 | 2026-06-11 | 2027-12-31
Ningbo Hicorenergy Co Ltd | Hicorenergy | Si LV1 | Si LV1-6 | 30.72 | 27.648 | 2026-06-11 | 2027-12-31
Panasonic New Zealand Limited | Sunvolt | NA | SV-LV ESS G3 10.8-1(5.37kWh) (AS4777-2 2020) | 10.74 | 9.66 | 2025-07-24 | 2027-12-31
Panasonic New Zealand Limited | Sunvolt | NA | SV-LV ESS G3 16.2-1(5.37kWh) (AS4777-2 2020) | 16.11 | 14.49 | 2025-07-24 | 2027-12-31
Panasonic New Zealand Limited | Sunvolt | NA | SV-LV ESS G3 21.6-1(5.37kWh) (AS4777-2 2020) | 21.48 | 19.32 | 2025-07-24 | 2027-12-31
Panasonic New Zealand Limited | Sunvolt | NA | SV-LV ESS G3 5.4-1(5.37kWh) (AS4777-2 2020) | 5.37 | 4.83 | 2025-07-24 | 2027-12-31
Panasonic New Zealand Limited | Sunvolt | NA | SV-R30-BATTERY-S10.8 | 10.74 | 9.66 | 2025-06-20 | 2027-12-31
Panasonic New Zealand Limited | Sunvolt | NA | SV-R30-BATTERY-S5.4 | 5.37 | 4.83 | 2025-06-20 | 2027-12-31
PowerPlus Energy Pty Ltd | PowerPlus | Eco | Eco4847P | 4.7 | 4.7 | 2025-06-26 | 2027-12-31
PowerPlus Energy Pty Ltd | PowerPlus | LiFe | LiFe4851 | 5.12 | 4.608 | 2026-04-13 | 2027-12-31
Pylon Technologies Co Ltd | PYLONTECH | Fidus Series | FB-L-5.12-B | 5.12 | 4.966 | 2026-08-12 | 2027-12-31
Pylon Technologies Co Ltd | PYLONTECH | FH3X | FH3X-10K-HY-3P-10 (AS4777-2 2020) | 10.24 | 10.24 | 2025-11-14 | 2027-12-31
Pylon Technologies Co Ltd | PYLONTECH | FH3X | FH3X-10K-HY-3P-15 (AS4777-2 2020) | 15.36 | 15.36 | 2025-11-14 | 2027-12-31
Pylon Technologies Co Ltd | PYLONTECH | FH3X | FH3X-10K-HY-3P-20 (AS4777-2 2020) | 20.48 | 20.48 | 2025-11-14 | 2027-12-31
Pylon Technologies Co Ltd | PYLONTECH | FH3X | FH3X-10K-HY-3P-25 (AS4777-2 2020) | 25.6 | 25.6 | 2025-11-14 | 2027-12-31
Pylon Technologies Co Ltd | PYLONTECH | FH3X | FH3X-10K-HY-3P-30 (AS4777-2 2020) | 30.72 | 30.72 | 2025-11-14 | 2027-12-31
Pylon Technologies Co Ltd | PYLONTECH | FH3X | FH3X-10K-HY-3P-35 (AS4777-2 2020) | 35.84 | 35.84 | 2025-11-14 | 2027-12-31
Pylon Technologies Co Ltd | PYLONTECH | FH3X | FH3X-12K-HY-3P-10 (AS4777-2 2020) | 10.24 | 10.24 | 2025-11-14 | 2027-12-31
Pylon Technologies Co Ltd | PYLONTECH | FH3X | FH3X-12K-HY-3P-15 (AS4777-2 2020) | 15.36 | 15.36 | 2025-11-14 | 2027-12-31
Pylon Technologies Co Ltd | PYLONTECH | FH3X | FH3X-12K-HY-3P-20 (AS4777-2 2020) | 20.48 | 20.48 | 2025-11-14 | 2027-12-31
Pylon Technologies Co Ltd | PYLONTECH | FH3X | FH3X-12K-HY-3P-25 (AS4777-2 2020) | 25.6 | 25.6 | 2025-11-14 | 2027-12-31
Pylon Technologies Co Ltd | PYLONTECH | FH3X | FH3X-12K-HY-3P-30 (AS4777-2 2020) | 30.72 | 30.72 | 2025-11-14 | 2027-12-31
Pylon Technologies Co Ltd | PYLONTECH | FH3X | FH3X-12K-HY-3P-35 (AS4777-2 2020) | 35.84 | 35.84 | 2025-11-14 | 2027-12-31
Pylon Technologies Co Ltd | PYLONTECH | FH3X | FH3X-15K-HY-3P-10 (AS4777-2 2020) | 10.24 | 10.24 | 2025-11-14 | 2027-12-31
Pylon Technologies Co Ltd | PYLONTECH | FH3X | FH3X-15K-HY-3P-15 (AS4777-2 2020) | 15.36 | 15.36 | 2025-11-14 | 2027-12-31
Pylon Technologies Co Ltd | PYLONTECH | FH3X | FH3X-15K-HY-3P-20 (AS4777-2 2020) | 20.48 | 20.48 | 2025-11-14 | 2027-12-31
Pylon Technologies Co Ltd | PYLONTECH | FH3X | FH3X-15K-HY-3P-25 (AS4777-2 2020) | 25.6 | 25.6 | 2025-11-14 | 2027-12-31
Pylon Technologies Co Ltd | PYLONTECH | FH3X | FH3X-15K-HY-3P-30 (AS4777-2 2020) | 30.72 | 30.72 | 2025-11-14 | 2027-12-31
Pylon Technologies Co Ltd | PYLONTECH | FH3X | FH3X-15K-HY-3P-35 (AS4777-2 2020) | 35.84 | 35.84 | 2025-11-14 | 2027-12-31
Pylon Technologies Co Ltd | PYLONTECH | FH3X | FH3X-5K-HY-1P-10 (AS4777-2 2020) | 10.24 | 9.728 | 2025-09-12 | 2027-12-31
Pylon Technologies Co Ltd | PYLONTECH | FH3X | FH3X-5K-HY-1P-15 (AS4777-2 2020) | 15.36 | 14.592 | 2025-09-12 | 2027-12-31
Pylon Technologies Co Ltd | PYLONTECH | FH3X | FH3X-5K-HY-1P-20 (AS4777-2 2020) | 20.48 | 19.456 | 2025-09-12 | 2027-12-31
Pylon Technologies Co Ltd | PYLONTECH | FH3X | FH3X-5K-HY-1P-5 (AS4777-2 2020) | 5.12 | 4.864 | 2025-09-12 | 2027-12-31
Pylon Technologies Co Ltd | PYLONTECH | FH3X | FH3X-6K-HY-1P-10 (AS4777-2 2020) | 10.24 | 9.728 | 2025-09-12 | 2027-12-31
Pylon Technologies Co Ltd | PYLONTECH | FH3X | FH3X-6K-HY-1P-15 (AS4777-2 2020) | 15.36 | 14.592 | 2025-09-12 | 2027-12-31
Pylon Technologies Co Ltd | PYLONTECH | FH3X | FH3X-6K-HY-1P-20 (AS4777-2 2020) | 20.48 | 19.456 | 2025-09-12 | 2027-12-31
Pylon Technologies Co Ltd | PYLONTECH | FH3X | FH3X-8K-HY-1P-10 (AS4777-2 2020) | 10.24 | 9.728 | 2025-09-12 | 2027-12-31
Pylon Technologies Co Ltd | PYLONTECH | FH3X | FH3X-8K-HY-1P-15 (AS4777-2 2020) | 15.36 | 14.592 | 2025-09-12 | 2027-12-31
Pylon Technologies Co Ltd | PYLONTECH | FH3X | FH3X-8K-HY-1P-20 (AS4777-2 2020) | 20.48 | 19.456 | 2025-09-12 | 2027-12-31
Pylon Technologies Co Ltd | PYLONTECH | FH3X | FH3X-8K-HY-3P-10 (AS4777-2 2020) | 10.24 | 10.24 | 2025-11-14 | 2027-12-31
Pylon Technologies Co Ltd | PYLONTECH | FH3X | FH3X-8K-HY-3P-15 (AS4777-2 2020) | 15.36 | 15.36 | 2025-11-14 | 2027-12-31
Pylon Technologies Co Ltd | PYLONTECH | FH3X | FH3X-8K-HY-3P-20 (AS4777-2 2020) | 20.48 | 20.48 | 2025-11-14 | 2027-12-31
Pylon Technologies Co Ltd | PYLONTECH | FH3X | FH3X-8K-HY-3P-25 (AS4777-2 2020) | 25.6 | 25.6 | 2025-11-14 | 2027-12-31
Pylon Technologies Co Ltd | PYLONTECH | FH3X | FH3X-8K-HY-3P-30 (AS4777-2 2020) | 30.72 | 30.72 | 2025-11-14 | 2027-12-31
Pylon Technologies Co Ltd | PYLONTECH | FH3X | FH3X-8K-HY-3P-35 (AS4777-2 2020) | 35.84 | 35.84 | 2025-11-14 | 2027-12-31
Pylon Technologies Co Ltd | Pylontech | Force H3 | Force H3-102.4/102.4-US | 4.97 | 4.966 | 2024-08-07 | 2027-08-07
Pylon Technologies Co Ltd | Pylontech | Force H3 | Force H3-102.4/204.8-US | 9.932 | 9.932 | 2024-08-07 | 2027-08-07
Pylon Technologies Co Ltd | Pylontech | Force H3 | Force H3-102.4/307.2-US | 14.898 | 14.898 | 2024-08-07 | 2027-08-07
Pylon Technologies Co Ltd | Pylontech | Force H3 | Force H3-102.4/409.6-US | 19.864 | 19.864 | 2024-08-07 | 2027-08-07
Pylon Technologies Co Ltd | Pylontech | Force H3 | Force H3-102.4/512-US | 24.83 | 24.83 | 2024-08-07 | 2027-08-07
Pylon Technologies Co Ltd | Pylontech | Force H3 | Force H3-102.4/614.4-US | 29.796 | 29.796 | 2024-08-07 | 2027-08-07
Pylon Technologies Co Ltd | Pylontech | Force H3 | Force H3-102.4/716.8-US | 34.762 | 34.762 | 2024-08-07 | 2027-08-07
Pylon Technologies Co Ltd | PYLONTECH | Force-H3 | Force-H3-102.4/102.4 | 5.12 | 5.12 | 2025-10-15 | 2027-12-31
Pylon Technologies Co Ltd | PYLONTECH | Force-H3 | Force-H3-102.4/204.8 | 10.24 | 10.24 | 2025-10-15 | 2027-12-31
Pylon Technologies Co Ltd | PYLONTECH | Force-H3 | Force-H3-102.4/307.2 | 15.36 | 15.36 | 2025-10-15 | 2027-12-31
Pylon Technologies Co Ltd | PYLONTECH | Force-H3 | Force-H3-102.4/409.6 | 20.48 | 20.48 | 2025-10-15 | 2027-12-31
Pylon Technologies Co Ltd | PYLONTECH | Force-H3 | Force-H3-102.4/512 | 25.6 | 25.6 | 2025-10-15 | 2027-12-31
Pylon Technologies Co Ltd | PYLONTECH | Force-H3 | Force-H3-102.4/614.4 | 30.72 | 30.72 | 2025-10-15 | 2027-12-31
Pylon Technologies Co Ltd | PYLONTECH | Force-H3 | Force-H3-102.4/716.8 | 35.84 | 35.84 | 2025-10-15 | 2027-12-31
Pylon Technologies Co Ltd | PYLONTECH | Pelio-L | Pelio-L-5.12 | 5.12 | 4.86 | 2023-07-13 | 2026-11-25
Pylon Technologies Co Ltd | Pylon | Powercube-H2 | Powercube-H2-48-240V | 17.75 | 15.98 | 2023-01-13 | 2026-01-13
Pylon Technologies Co Ltd | Pylon | Powercube-H2 | Powercube-H2-48-288V | 21.3 | 19.17 | 2023-01-13 | 2026-01-13
Pylon Technologies Co Ltd | Pylon | Powercube-H2 | Powercube-H2-48-336V | 24.85 | 22.37 | 2023-01-13 | 2026-01-13
Pylon Technologies Co Ltd | Pylon | Powercube-H2 | Powercube-H2-48-384V | 28.4 | 25.56 | 2023-01-13 | 2026-01-13
Pylon Technologies Co Ltd | Pylon | Powercube-H2 | Powercube-H2-48-432V | 31.95 | 28.76 | 2023-01-13 | 2026-01-13
Pylon Technologies Co Ltd | Pylon | Powercube-H2 | Powercube-H2-48-480V | 35.5 | 31.95 | 2023-01-13 | 2026-01-13
Pylon Technologies Co Ltd | Pylon | Powercube-H2 | Powercube-H2-48-528V | 39.05 | 35.15 | 2023-01-13 | 2026-01-13
Pylon Technologies Co Ltd | Pylon | Powercube-H2 | Powercube-H2-48-576V | 42.6 | 40.47 | 2023-01-13 | 2026-01-13
Pylon Technologies Co Ltd | PYLONTECH | PowerCube-M1-C | PowerCube-M1C-32/320V-L10 | 47.36 | 44.992 | 2023-10-23 | 2026-10-23
Pylon Technologies Co Ltd | PYLONTECH | PowerCube-M1-C | PowerCube-M1C-32/352V-L10 | 52.096 | 49.491 | 2023-10-23 | 2026-10-23
Pylon Technologies Co Ltd | PYLONTECH | PowerCube-M1-C | PowerCube-M1C-32/576V-L10 | 85.248 | 80.986 | 2023-10-23 | 2026-10-23
Pylon Technologies Co Ltd | PYLONTECH | PowerCube-M1-C | PowerCube-M1C-32/608V-L10 | 89.985 | 85.485 | 2023-10-23 | 2026-10-23
Pylon Technologies Co Ltd | PYLONTECH | PowerCube-M1-C | PowerCube-M1C-32/640V-L10 | 94.72 | 89.98 | 2023-10-23 | 2026-10-23
Pylon Technologies Co Ltd | PYLONTECH | PowerCube-M1-C | PowerCube-M1C-32/672V-L10 | 99.456 | 94.483 | 2023-10-23 | 2026-10-23
Pylon Technologies Co Ltd | Pylon | Powercube-X2 | Powercube-X2-48-192V | 14.2 | 12.78 | 2023-01-13 | 2026-01-13
Pylon Technologies Co Ltd | PYLONTECH | RM | RM-15-AU | 15 | 15 | 2026-07-29 | 2027-12-31
Pylon Technologies Co Ltd | PYLONTECH | RM | RM-22-AU | 22.5 | 22.5 | 2026-07-29 | 2027-12-31
Pylon Technologies Co Ltd | PYLONTECH | RM | RM-30-AU | 30 | 30 | 2026-07-29 | 2027-12-31
Pylon Technologies Co Ltd | PYLONTECH | RM | RM-37-AU | 37.5 | 37.5 | 2026-07-29 | 2027-12-31
Pylon Technologies Co Ltd | PYLONTECH | RM | RM-45-AU | 45 | 45 | 2026-07-29 | 2027-12-31
Pylon Technologies Co Ltd | PYLONTECH | RM | RM-52-AU | 52.5 | 52.5 | 2026-07-29 | 2027-12-31
Pylon Technologies Co Ltd | Pylon | US3000 | US3000 | 3.552 | 3.2 | 2022-10-21 | 2025-10-21
Pylon Technologies Co Ltd | Pylontech | US Series | US3000C | 3.552 | 3.374 | 2025-10-03 | 2027-12-31
Qingdao Nahui Energy Technology Co Ltd | Haier | NA | HHS-1X10K | 10 | 9 | 2024-11-01 | 2027-11-01
Qingdao Nahui Energy Technology Co Ltd | Haier | NA | HHS-1X15K | 15 | 13.5 | 2024-11-01 | 2027-11-01
Qingdao Nahui Energy Technology Co Ltd | Haier | NA | HHS-1X20K | 20 | 18 | 2024-11-01 | 2027-11-01
Qingdao Nahui Energy Technology Co Ltd | Haier | NA | HHS-1X5K | 5 | 4.5 | 2024-11-01 | 2027-11-01
Qingdao Nahui Energy Technology Co Ltd | NAHUI | NA | NHS-1Y10K | 10.24 | 9.728 | 2025-02-27 | 2027-12-31
Qingdao Nahui Energy Technology Co Ltd | NAHUI | NA | NHS-1Y15K | 15.36 | 14.592 | 2025-02-27 | 2027-12-31
Qingdao Nahui Energy Technology Co Ltd | NAHUI | NA | NHS-1Y20K | 20.48 | 19.456 | 2025-02-27 | 2027-12-31
Qingdao Nahui Energy Technology Co Ltd | NAHUI | NA | NHS-1Y25K | 25.6 | 24.32 | 2025-02-27 | 2027-12-31
Qingdao Nahui Energy Technology Co Ltd | NAHUI | NA | NHS-1Y30K | 30.72 | 29.184 | 2025-02-27 | 2027-12-31
Qingdao Nahui Energy Technology Co Ltd | NAHUI | NA | NHS-1Y35K | 35.84 | 34.048 | 2025-02-27 | 2027-12-31
Qingdao Nahui Energy Technology Co Ltd | NAHUI | NA | NHS-1Y40K | 40.96 | 38.912 | 2025-02-27 | 2027-12-31
Redback Energy Pty Ltd | Redback Technologies | RED-P1 | RED-P1-BE14HV | 14 | 13.3 | 2026-03-27 | 2027-12-31
Redback Energy Pty Ltd | Redback Technologies | RED-P1 | RED-P1-BE21HV | 21 | 19.95 | 2026-03-27 | 2027-12-31
Redback Energy Pty Ltd | Redback Technologies | RED-P1 | RED-P1-BE28HV | 28 | 26.6 | 2026-03-27 | 2027-12-31
Redback Energy Pty Ltd | Redback Technologies | RED-P1 | RED-P1-BE35HV | 35 | 33.25 | 2026-03-27 | 2027-12-31
Redback Energy Pty Ltd | Redback Technologies | RED-R2 | RED-R2-16KLV | 16 | 15.2 | 2026-07-10 | 2027-12-31
Redback Operations Pty Ltd | Redback Technologies | RED-R1 | RED-R1-5000LV | 5.12 | 4.864 | 2025-08-15 | 2027-12-31
Redback Operations Pty Ltd | Redback Technologies | Smart Battery | SB14200 (AS4777-2 2020) | 14.2 | 12.78 | 2022-05-10 | 2025-11-10
Redback Operations Pty Ltd | Redback Technologies | Smart Battery | SB9600 (AS4777-2 2020) | 9.6 | 8.64 | 2022-05-10 | 2025-11-10
RedEarth Energy Storage Ltd | Red Earth Energy Storage | SRS | SRS-318 (AS4777-2 2020) | 17.75 | 14.2 | 2023-11-08 | 2026-04-23
RedEarth Energy Storage Ltd | Red Earth Energy Storage | SRS | SRS-318 NS (AS4777-2 2020) | 17.75 | 14.2 | 2023-05-19 | 2026-04-23
RedEarth Energy Storage Ltd | Red Earth Energy Storage | SRS | SRS-321 (AS4777-2 2020) | 21.3 | 17.04 | 2023-11-08 | 2026-04-23
RedEarth Energy Storage Ltd | Red Earth Energy Storage | SRS | SRS-321 NS (AS4777-2 2020) | 21.3 | 17.04 | 2023-05-19 | 2026-04-23
RedEarth Energy Storage Ltd | Red Earth Energy Storage | SRS | SRS-325 (AS4777-2 2020) | 24.85 | 19.88 | 2023-11-08 | 2026-04-23
RedEarth Energy Storage Ltd | Red Earth Energy Storage | SRS | SRS-325 NS (AS4777-2 2020) | 24.85 | 19.88 | 2023-05-19 | 2026-04-23
RedEarth Energy Storage Ltd | Red Earth Energy Storage | SRS | SRS-328 (AS4777-2 2020) | 28.4 | 22.72 | 2023-11-08 | 2026-04-23
RedEarth Energy Storage Ltd | Red Earth Energy Storage | SRS | SRS-328 NS (AS4777-2 2020) | 28.4 | 22.72 | 2023-05-19 | 2026-04-23
RedEarth Energy Storage Ltd | Red Earth Energy Storage | SRS | SRS-332 (AS4777-2 2020) | 31.95 | 25.56 | 2023-11-08 | 2026-04-23
RedEarth Energy Storage Ltd | Red Earth Energy Storage | SRS | SRS-332 NS (AS4777-2 2020) | 31.95 | 25.56 | 2023-05-19 | 2026-04-23
RedEarth Energy Storage Ltd | RedEarth Energy Storage | Troppo | Troppo ULTRA - 5156 | 5.6 | 5.04 | 2026-02-02 | 2027-12-31
RedEarth Energy Storage Ltd | RedEarth Energy Storage | Troppo | TROPPO-4841 | 4.1 | 3.69 | 2024-07-23 | 2027-07-23
REDX TECHNOLOGY AUSTRALIA PTY LTD | RedX | NA | RX-0050 | 5.12 | 4.608 | 2023-05-18 | 2026-05-18
REDX TECHNOLOGY AUSTRALIA PTY LTD | Redx | RX-0050B | RX-0050B | 5.12 | 5.12 | 2023-09-11 | 2026-12-10
Redx Technology Australia Pty Ltd | Redx | RX-5000Plus Series | RX-5006Plus (AS4777-2 2020) | 6.69 | 6.69 | 2025-02-03 | 2027-12-31
Redx Technology Australia Pty Ltd | Redx | RX-5000Plus Series | RX-5010Plus (AS4777-2 2020) | 10.03 | 10.03 | 2025-02-03 | 2027-12-31
Redx Technology Australia Pty Ltd | Redx | RX-5000Plus Series | RX-5013Plus (AS4777-2 2020) | 13.37 | 13.37 | 2025-02-03 | 2027-12-31
Redx Technology Australia Pty Ltd | Redx | RX-7000Plus Series | RX-7006Plus (AS4777-2 2020) | 6.69 | 6.69 | 2025-02-03 | 2027-12-31
Redx Technology Australia Pty Ltd | Redx | RX-7000Plus Series | RX-7010Plus (AS4777-2 2020) | 10.03 | 10.03 | 2025-02-03 | 2027-12-31
Redx Technology Australia Pty Ltd | Redx | RX-7000Plus Series | RX-7013Plus (AS4777-2 2020) | 13.37 | 13.37 | 2025-02-03 | 2027-12-31
Renon Power Technology Inc | RENON | Xcellent | R-XC005151 | 4.8 | 4.8 | 2023-07-12 | 2026-07-12
Renon Power Technology Inc | RENON | Xcellent | R-XC005161 | 5.12 | 5.12 | 2023-07-12 | 2026-07-12
RENON POWER TECHNOLOGY INC | RENON | Xtreme LV | R-XL010021 | 10.24 | 10.24 | 2023-08-17 | 2026-08-17
RENON POWER TECHNOLOGY INC | RENON | Xtreme LV | R-XL014031 | 14.4 | 14.4 | 2023-08-17 | 2026-08-17
RENON POWER TECHNOLOGY INC | RENON | Xtreme LV | R-XL015031 | 15.36 | 15.36 | 2023-08-17 | 2026-08-17
RENON POWER TECHNOLOGY INC | RENON | Xtreme LV | R-XL019041 | 19.2 | 19.2 | 2023-08-17 | 2026-08-17
RENON POWER TECHNOLOGY INC | RENON | Xtreme LV | R-XL020041 | 20.48 | 20.48 | 2023-08-17 | 2026-08-17
RENON POWER TECHNOLOGY INC | RENON | Xtreme LV | R-XL024051 | 24 | 24 | 2023-08-17 | 2026-08-17
RENON POWER TECHNOLOGY INC | RENON | Xtreme LV | R-XL025051 | 25.6 | 25.6 | 2023-08-17 | 2026-08-17
RENON POWER TECHNOLOGY INC | RENON | Xtreme LV | R-XL028061 | 28.8 | 28.8 | 2023-08-17 | 2026-08-17
RENOZ ENERGY PTY LTD | RENOZ ENERGY | LV Stackable | LV-5KWH100AH | 5.12 | 4.61 | 2025-07-07 | 2027-12-31
SE GROUP LTD | DURACELL | DURACELL ENERGY BANK 3 | DEB3-11.5P | 11.6 | 10.44 | 2022-07-18 | 2025-07-18
SE GROUP LTD | DURACELL | DURACELL ENERGY BANK 3 | DEB3-17.3P | 17.3 | 15.57 | 2022-07-18 | 2025-07-18
SE GROUP LTD | DURACELL | DURACELL ENERGY BANK 3 | DEB3-5.8 | 5.8 | 5.22 | 2022-07-18 | 2025-07-18
Selectronic Australia Pty Ltd | Selectronic | SelectCell | SelectCell River Gum 120 | 44.2 | 39.78 | 2026-03-31 | 2027-12-31
Shanghai Chelion Renewable Technology Co Ltd | Chelion | iHome | iHome-B10-HD02 | 10 | 10 | 2024-05-21 | 2027-05-21
Shanghai Chelion Renewable Technology Co Ltd | Chelion | iHome | iHome-B15-HD02 | 15 | 15 | 2024-05-21 | 2027-05-21
Shanghai Chelion Renewable Technology Co Ltd | Chelion | iHome | iHome-B20-HD02 | 20 | 20 | 2024-05-21 | 2027-05-21
Shanghai Chelion Renewable Technology Co Ltd | Chelion | iHome | iHome-B25-HD02 | 25 | 25 | 2024-05-21 | 2027-05-21
Shanghai Chelion Renewable Technology Co Ltd | Chelion | iHome | iHome-B30-HD02 | 30 | 30 | 2024-05-21 | 2027-05-21
Shanghai Chelion Renewable Technology Co Ltd | Chelion | iHome | iHome-B35-HD02 | 35 | 35 | 2024-05-21 | 2027-05-21
Shanghai Chelion Renewable Technology Co Ltd | Chelion | iHome | iHome-B40-HD02 | 40 | 40 | 2024-05-21 | 2027-05-21
Shanghai Chelion Renewable Technology Co Ltd | Chelion | iHome-B | iHome-B5-HD02 | 5 | 5 | 2023-10-10 | 2026-10-10
Shanghai Chelion Renewable Technology Co Ltd | Chelion | iHome-B | iHome-B6.5-L01 | 6.5 | 6 | 2023-09-25 | 2026-09-25
Shanghai Chint Power Systems Co Ltd | CHINT POWER | CPS ESSR | CPS ESSR-05KL1 | 5.12 | 5.12 | 2023-12-13 | 2026-12-13
Shanghai Chint Power Systems Co Ltd | CHINT POWER | CPS ESSR | CPS ESSR-10KL1 | 10 | 10 | 2023-12-13 | 2026-12-13
Shanghai Chint Power Systems Co Ltd | CHINT POWER | CPS ESSR | CPS ESSR-15KL1 | 15 | 15 | 2023-12-13 | 2026-12-13
Shanghai Chint Power Systems Co Ltd | CHINT POWER | CPS ESSR | CPS ESSR-20KL1 | 20 | 20 | 2023-12-13 | 2026-12-13
Shanghai PYTES Energy Co Ltd | PYTES | E-BOX | E-BOX 48100R | 5.12 | 4.6 | 2023-06-07 | 2026-12-04
Shanghai PYTES Energy Co Ltd | Pytes | Pi LV1 | Pi LV1-1 | 5.12 | 5.12 | 2025-07-14 | 2027-12-31
Shanghai PYTES Energy Co Ltd | Pytes | Pi LV1 | Pi LV1-2 | 10.24 | 10.24 | 2025-07-14 | 2027-12-31
Shanghai PYTES Energy Co Ltd | Pytes | Pi LV1 | Pi LV1-3 | 15.36 | 15.36 | 2025-07-14 | 2027-12-31
Shanghai PYTES Energy Co Ltd | Pytes | Pi LV1 | Pi LV1-4 | 20.48 | 20.48 | 2025-07-14 | 2027-12-31
Shanghai PYTES Energy Co Ltd | Pytes | Pi LV1 | Pi LV1-5 | 25.6 | 25.6 | 2025-07-14 | 2027-12-31
Shanghai PYTES Energy Co Ltd | Pytes | Pi LV1 | Pi LV1-6 | 30.72 | 30.72 | 2025-07-14 | 2027-12-31
Shanghai PYTES Energy Co Ltd | Pytes | V10 | V10 | 9.98 | 9.98 | 2026-04-24 | 2027-12-31
Shanghai PYTES Energy Co Ltd | Pytes | V10 | V10α | 9.98 | 9.98 | 2026-04-24 | 2027-12-31
Shanghai PYTES Energy Co Ltd | Pytes | V12 | V12 | 11.776 | 10.598 | 2026-04-24 | 2027-12-31
Shanghai PYTES Energy Co Ltd | Pytes | V12 | V12α | 11.776 | 10.598 | 2026-04-24 | 2027-12-31
Shanghai PYTES Energy Co Ltd | Pytes | N/A | V5°α Plus | 5.12 | 4.608 | 2025-09-04 | 2027-12-31
Shanghai Sieyuan Watten Technology Co Ltd | Swatten | SieB-HP-F | SieB-HP10K4-F | 10.24 | 10.24 | 2026-07-23 | 2027-12-31
Shanghai Sieyuan Watten Technology Co Ltd | Swatten | SieB-HP-F | SieB-HP15K6-F | 15.36 | 15.36 | 2026-07-23 | 2027-12-31
Shanghai Sieyuan Watten Technology Co Ltd | Swatten | SieB-HP-F | SieB-HP20K8-F | 20.48 | 20.48 | 2026-07-23 | 2027-12-31
Shanghai Sieyuan Watten Technology Co Ltd | Swatten | SieB-HP-F | SieB-HP26K1-F | 25.6 | 25.6 | 2026-07-23 | 2027-12-31
Shanghai Sieyuan Watten Technology Co Ltd | Swatten | SieB-HP-F | SieB-HP31K3-F | 30.72 | 30.72 | 2026-07-23 | 2027-12-31
Shanghai Sieyuan Watten Technology Co Ltd | Swatten | SieB-HP-F | SieB-HP36K5-F | 35.84 | 35.84 | 2026-07-23 | 2027-12-31
Shanghai Sieyuan Watten Technology Co Ltd | Swatten | SieB-HP-F | SieB-HP41K7-F | 40.96 | 40.96 | 2026-07-23 | 2027-12-31
Shanghai Sieyuan Watten Technology Co Ltd | Swatten | SieB-HP-F | SieB-HP47K0-F | 46.08 | 46.08 | 2026-07-23 | 2027-12-31
Shanghai Sieyuan Watten Technology Co Ltd | Swatten | SieB-HP-F | SieB-HP52K2-F | 51.2 | 51.2 | 2026-07-23 | 2027-12-31
Shanghai Sieyuan Watten Technology Co., Ltd | Swatten | F1 | SieB-H12K8-F | 12.8 | 12.8 | 2024-08-15 | 2027-08-15
Shanghai Sieyuan Watten Technology Co., Ltd | Swatten | F1 | SieB-H16K0-F | 16 | 16 | 2024-08-15 | 2027-08-15
Shanghai Sieyuan Watten Technology Co., Ltd | Swatten | F1 | SieB-H19K2-F | 19.2 | 19.2 | 2024-08-15 | 2027-08-15
Shanghai Sieyuan Watten Technology Co., Ltd | Swatten | F1 | SieB-H22K4-F | 22.4 | 22.4 | 2024-10-09 | 2027-10-09
Shanghai Sieyuan Watten Technology Co., Ltd | Swatten | F1 | SieB-H25K6-F | 25.6 | 25.6 | 2024-08-15 | 2027-08-15
Shanghai Sieyuan Watten Technology Co., Ltd | Swatten | F1 | SieB-H9600-F | 9.6 | 9.6 | 2024-08-15 | 2027-08-15
Shanghai SIGEN New Energy Technology Co Ltd | Sigenergy | Sigen Energy Storage System | SigenStor-10S-10 (AS4777-2 2020) | 10.76 | 10.4 | 2025-03-04 | 2027-12-31
Shanghai SIGEN New Energy Technology Co Ltd | Sigenergy | Sigen Energy Storage System | SigenStor-10S-13 (AS4777-2 2020) | 13.44 | 13 | 2025-03-04 | 2027-12-31
Shanghai SIGEN New Energy Technology Co Ltd | Sigenergy | Sigen Energy Storage System | SigenStor-10S-16 (AS4777-2 2020) | 16.12 | 15.6 | 2025-03-04 | 2027-12-31
Shanghai SIGEN New Energy Technology Co Ltd | Sigenergy | Sigen Energy Storage System | SigenStor-10S-24 (AS4777-2 2020) | 24.18 | 23.4 | 2025-03-04 | 2027-12-31
Shanghai SIGEN New Energy Technology Co Ltd | Sigenergy | Sigen Energy Storage System | SigenStor-10S-32 (AS4777-2 2020) | 32.24 | 31.2 | 2025-03-04 | 2027-12-31
Shanghai SIGEN New Energy Technology Co Ltd | Sigenergy | Sigen Energy Storage System | SigenStor-10S-40 (AS4777-2 2020) | 40.3 | 39 | 2025-03-04 | 2027-12-31
Shanghai SIGEN New Energy Technology Co Ltd | Sigenergy | Sigen Energy Storage System | SigenStor-10S-48 (AS4777-2 2020) | 48.36 | 46.8 | 2025-03-04 | 2027-12-31
Shanghai SIGEN New Energy Technology Co Ltd | Sigenergy | Sigen Energy Storage System | SigenStor-10S-8 (AS4777-2 2020) | 8.06 | 7.8 | 2025-03-04 | 2027-12-31
Shanghai SIGEN New Energy Technology Co Ltd | Sigenergy | Sigen Energy Storage System | SigenStor-10S-EV12-10 (AS4777-2 2020) | 10.76 | 10.4 | 2025-03-14 | 2027-12-31
Shanghai SIGEN New Energy Technology Co Ltd | Sigenergy | Sigen Energy Storage System | SigenStor-10S-EV12-16 (AS4777-2 2020) | 16.12 | 15.6 | 2025-03-14 | 2027-12-31
Shanghai SIGEN New Energy Technology Co Ltd | Sigenergy | Sigen Energy Storage System | SigenStor-10S-EV12-24 (AS4777-2 2020) | 24.18 | 23.4 | 2025-03-14 | 2027-12-31
Shanghai SIGEN New Energy Technology Co Ltd | Sigenergy | Sigen Energy Storage System | SigenStor-10S-EV12-32 (AS4777-2 2020) | 32.24 | 31.2 | 2025-03-14 | 2027-12-31
Shanghai SIGEN New Energy Technology Co Ltd | Sigenergy | Sigen Energy Storage System | SigenStor-10S-EV12-40 (AS4777-2 2020) | 40.3 | 39 | 2025-03-14 | 2027-12-31
Shanghai SIGEN New Energy Technology Co Ltd | Sigenergy | Sigen Energy Storage System | SigenStor-10S-EV12-8 (AS4777-2 2020) | 8.06 | 7.8 | 2025-03-14 | 2027-12-31
Shanghai SIGEN New Energy Technology Co Ltd | Sigenergy | Sigen Energy Storage System | SigenStor-10S-EV25-10 (AS4777-2 2020) | 10.76 | 10.4 | 2025-03-14 | 2027-12-31
Shanghai SIGEN New Energy Technology Co Ltd | Sigenergy | Sigen Energy Storage System | SigenStor-10S-EV25-16 (AS4777-2 2020) | 16.12 | 15.6 | 2025-03-14 | 2027-12-31
Shanghai SIGEN New Energy Technology Co Ltd | Sigenergy | Sigen Energy Storage System | SigenStor-10S-EV25-24 (AS4777-2 2020) | 24.18 | 23.4 | 2025-03-14 | 2027-12-31
Shanghai SIGEN New Energy Technology Co Ltd | Sigenergy | Sigen Energy Storage System | SigenStor-10S-EV25-32 (AS4777-2 2020) | 32.24 | 31.2 | 2025-03-14 | 2027-12-31
Shanghai SIGEN New Energy Technology Co Ltd | Sigenergy | Sigen Energy Storage System | SigenStor-10S-EV25-40 (AS4777-2 2020) | 40.3 | 39 | 2025-03-14 | 2027-12-31
Shanghai SIGEN New Energy Technology Co Ltd | Sigenergy | Sigen Energy Storage System | SigenStor-10S-EV25-8 (AS4777-2 2020) | 8.06 | 7.8 | 2025-03-14 | 2027-12-31
Shanghai SIGEN New Energy Technology Co Ltd | Sigenergy | Sigen Energy Storage System | SigenStor-10T-10 (AS4777-2 2020) | 10.76 | 10.4 | 2024-10-03 | 2027-10-03
Shanghai SIGEN New Energy Technology Co Ltd | Sigenergy | Sigen Energy Storage System | SigenStor-10T-13 (AS4777-2 2020) | 13.44 | 13 | 2024-10-03 | 2027-10-03
Shanghai SIGEN New Energy Technology Co Ltd | Sigenergy | Sigen Energy Storage System | SigenStor-10T-16 (AS4777-2 2020) | 16.12 | 15.6 | 2024-10-03 | 2027-10-03
Shanghai SIGEN New Energy Technology Co Ltd | Sigenergy | Sigen Energy Storage System | SigenStor-10T-21 (AS4777-2 2020) | 21.5 | 20.8 | 2025-08-19 | 2027-12-31
Shanghai SIGEN New Energy Technology Co Ltd | Sigenergy | Sigen Energy Storage System | SigenStor-10T-24 (AS4777-2 2020) | 24.18 | 23.4 | 2024-10-03 | 2027-10-03
Shanghai SIGEN New Energy Technology Co Ltd | Sigenergy | Sigen Energy Storage System | SigenStor-10T-29 (AS4777-2 2020) | 29.56 | 28.6 | 2025-08-19 | 2027-12-31
Shanghai SIGEN New Energy Technology Co Ltd | Sigenergy | Sigen Energy Storage System | SigenStor-10T-32 (AS4777-2 2020) | 32.24 | 31.2 | 2024-10-03 | 2027-10-03
Shanghai SIGEN New Energy Technology Co Ltd | Sigenergy | Sigen Energy Storage System | SigenStor-10T-37 (AS4777-2 2020) | 37.62 | 36.4 | 2025-08-19 | 2027-12-31
Shanghai SIGEN New Energy Technology Co Ltd | Sigenergy | Sigen Energy Storage System | SigenStor-10T-40 (AS4777-2 2020) | 40.3 | 39 | 2024-10-03 | 2027-10-03
Shanghai SIGEN New Energy Technology Co Ltd | Sigenergy | Sigen Energy Storage System | SigenStor-10T-48 (AS4777-2 2020) | 48.36 | 46.8 | 2024-10-03 | 2027-10-03
Shanghai SIGEN New Energy Technology Co Ltd | Sigenergy | Sigen Energy Storage System | SigenStor-10T-5 (AS4777-2 2020) | 5.38 | 5.2 | 2025-08-19 | 2027-12-31
Shanghai SIGEN New Energy Technology Co Ltd | Sigenergy | Sigen Energy Storage System | SigenStor-10T-8 (AS4777-2 2020) | 8.06 | 7.8 | 2024-10-03 | 2027-10-03
Shanghai SIGEN New Energy Technology Co Ltd | Sigenergy | Sigen Energy Storage System | SigenStor-10T-EV12-10 (AS4777-2 2020) | 10.76 | 10.4 | 2025-08-19 | 2027-12-31
Shanghai SIGEN New Energy Technology Co Ltd | Sigenergy | Sigen Energy Storage System | SigenStor-10T-EV12-13 (AS4777-2 2020) | 13.44 | 13 | 2025-08-19 | 2027-12-31
Shanghai SIGEN New Energy Technology Co Ltd | Sigenergy | Sigen Energy Storage System | SigenStor-10T-EV12-16 (AS4777-2 2020) | 16.12 | 15.6 | 2025-08-19 | 2027-12-31
Shanghai SIGEN New Energy Technology Co Ltd | Sigenergy | Sigen Energy Storage System | SigenStor-10T-EV12-18 (AS4777-2 2020) | 18.82 | 18.2 | 2025-08-19 | 2027-12-31
Shanghai SIGEN New Energy Technology Co Ltd | Sigenergy | Sigen Energy Storage System | SigenStor-10T-EV12-21 (AS4777-2 2020) | 21.5 | 20.8 | 2025-08-19 | 2027-12-31
Shanghai SIGEN New Energy Technology Co Ltd | Sigenergy | Sigen Energy Storage System | SigenStor-10T-EV12-24 (AS4777-2 2020) | 24.18 | 23.4 | 2025-08-19 | 2027-12-31
Shanghai SIGEN New Energy Technology Co Ltd | Sigenergy | Sigen Energy Storage System | SigenStor-10T-EV12-26 (AS4777-2 2020) | 26.88 | 26 | 2025-08-19 | 2027-12-31
Shanghai SIGEN New Energy Technology Co Ltd | Sigenergy | Sigen Energy Storage System | SigenStor-10T-EV12-29 (AS4777-2 2020) | 29.56 | 28.6 | 2025-08-19 | 2027-12-31
Shanghai SIGEN New Energy Technology Co Ltd | Sigenergy | Sigen Energy Storage System | SigenStor-10T-EV12-32 (AS4777-2 2020) | 32.24 | 31.2 | 2025-08-19 | 2027-12-31
Shanghai SIGEN New Energy Technology Co Ltd | Sigenergy | Sigen Energy Storage System | SigenStor-10T-EV12-34 (AS4777-2 2020) | 34.94 | 33.8 | 2025-08-19 | 2027-12-31
Shanghai SIGEN New Energy Technology Co Ltd | Sigenergy | Sigen Energy Storage System | SigenStor-10T-EV12-37 (AS4777-2 2020) | 37.62 | 36.4 | 2025-08-19 | 2027-12-31
Shanghai SIGEN New Energy Technology Co Ltd | Sigenergy | Sigen Energy Storage System | SigenStor-10T-EV12-40 (AS4777-2 2020) | 40.3 | 39 | 2025-08-19 | 2027-12-31
Shanghai SIGEN New Energy Technology Co Ltd | Sigenergy | Sigen Energy Storage System | SigenStor-10T-EV12-5 (AS4777-2 2020) | 5.38 | 5.2 | 2025-08-19 | 2027-12-31
Shanghai SIGEN New Energy Technology Co Ltd | Sigenergy | Sigen Energy Storage System | SigenStor-10T-EV12-8 (AS4777-2 2020) | 8.06 | 7.8 | 2025-08-19 | 2027-12-31
Shanghai SIGEN New Energy Technology Co Ltd | Sigenergy | Sigen Energy Storage System | SigenStor-10T-EV25-10 (AS4777-2 2020) | 10.76 | 10.4 | 2025-08-19 | 2027-12-31
Shanghai SIGEN New Energy Technology Co Ltd | Sigenergy | Sigen Energy Storage System | SigenStor-10T-EV25-13 (AS4777-2 2020) | 13.44 | 13 | 2025-08-19 | 2027-12-31
Shanghai SIGEN New Energy Technology Co Ltd | Sigenergy | Sigen Energy Storage System | SigenStor-10T-EV25-16 (AS4777-2 2020) | 16.12 | 15.6 | 2025-08-19 | 2027-12-31
Shanghai SIGEN New Energy Technology Co Ltd | Sigenergy | Sigen Energy Storage System | SigenStor-10T-EV25-18 (AS4777-2 2020) | 18.82 | 18.2 | 2025-08-19 | 2027-12-31
Shanghai SIGEN New Energy Technology Co Ltd | Sigenergy | Sigen Energy Storage System | SigenStor-10T-EV25-21 (AS4777-2 2020) | 21.5 | 20.8 | 2025-08-19 | 2027-12-31
Shanghai SIGEN New Energy Technology Co Ltd | Sigenergy | Sigen Energy Storage System | SigenStor-10T-EV25-24 (AS4777-2 2020) | 24.18 | 23.4 | 2025-08-19 | 2027-12-31
Shanghai SIGEN New Energy Technology Co Ltd | Sigenergy | Sigen Energy Storage System | SigenStor-10T-EV25-26 (AS4777-2 2020) | 26.88 | 26 | 2025-08-19 | 2027-12-31
Shanghai SIGEN New Energy Technology Co Ltd | Sigenergy | Sigen Energy Storage System | SigenStor-10T-EV25-29 (AS4777-2 2020) | 29.56 | 28.6 | 2025-08-19 | 2027-12-31
Shanghai SIGEN New Energy Technology Co Ltd | Sigenergy | Sigen Energy Storage System | SigenStor-10T-EV25-32 (AS4777-2 2020) | 32.24 | 31.2 | 2025-08-19 | 2027-12-31
Shanghai SIGEN New Energy Technology Co Ltd | Sigenergy | Sigen Energy Storage System | SigenStor-10T-EV25-34 (AS4777-2 2020) | 34.94 | 33.8 | 2025-08-19 | 2027-12-31
Shanghai SIGEN New Energy Technology Co Ltd | Sigenergy | Sigen Energy Storage System | SigenStor-10T-EV25-37 (AS4777-2 2020) | 37.62 | 36.4 | 2025-08-19 | 2027-12-31
Shanghai SIGEN New Energy Technology Co Ltd | Sigenergy | Sigen Energy Storage System | SigenStor-10T-EV25-40 (AS4777-2 2020) | 40.3 | 39 | 2025-08-19 | 2027-12-31
Shanghai SIGEN New Energy Technology Co Ltd | Sigenergy | Sigen Energy Storage System | SigenStor-10T-EV25-5 (AS4777-2 2020) | 5.38 | 5.2 | 2025-08-19 | 2027-12-31
Shanghai SIGEN New Energy Technology Co Ltd | Sigenergy | Sigen Energy Storage System | SigenStor-10T-EV25-8 (AS4777-2 2020) | 8.06 | 7.8 | 2025-08-19 | 2027-12-31
Shanghai SIGEN New Energy Technology Co Ltd | Sigenergy | Sigen Energy Storage System | SigenStor-12S-10 (AS4777-2 2020) | 10.76 | 10.4 | 2025-03-04 | 2027-12-31
Shanghai SIGEN New Energy Technology Co Ltd | Sigenergy | Sigen Energy Storage System | SigenStor-12S-13 (AS4777-2 2020) | 13.44 | 13 | 2025-03-04 | 2027-12-31
Shanghai SIGEN New Energy Technology Co Ltd | Sigenergy | Sigen Energy Storage System | SigenStor-12S-16 (AS4777-2 2020) | 16.12 | 15.6 | 2025-03-04 | 2027-12-31
Shanghai SIGEN New Energy Technology Co Ltd | Sigenergy | Sigen Energy Storage System | SigenStor-12S-24 (AS4777-2 2020) | 24.18 | 23.4 | 2025-03-04 | 2027-12-31
Shanghai SIGEN New Energy Technology Co Ltd | Sigenergy | Sigen Energy Storage System | SigenStor-12S-32 (AS4777-2 2020) | 32.24 | 31.2 | 2025-03-04 | 2027-12-31
Shanghai SIGEN New Energy Technology Co Ltd | Sigenergy | Sigen Energy Storage System | SigenStor-12S-40 (AS4777-2 2020) | 40.3 | 39 | 2025-03-04 | 2027-12-31
Shanghai SIGEN New Energy Technology Co Ltd | Sigenergy | Sigen Energy Storage System | SigenStor-12S-48 (AS4777-2 2020) | 48.36 | 46.8 | 2025-03-04 | 2027-12-31
Shanghai SIGEN New Energy Technology Co Ltd | Sigenergy | Sigen Energy Storage System | SigenStor-12S-8 (AS4777-2 2020) | 8.06 | 7.8 | 2025-03-04 | 2027-12-31
Shanghai SIGEN New Energy Technology Co Ltd | Sigenergy | Sigen Energy Storage System | SigenStor-12S-EV12-10 (AS4777-2 2020) | 10.76 | 10.4 | 2025-03-14 | 2027-12-31
Shanghai SIGEN New Energy Technology Co Ltd | Sigenergy | Sigen Energy Storage System | SigenStor-12S-EV12-16 (AS4777-2 2020) | 16.12 | 15.6 | 2025-03-14 | 2027-12-31
Shanghai SIGEN New Energy Technology Co Ltd | Sigenergy | Sigen Energy Storage System | SigenStor-12S-EV12-24 (AS4777-2 2020) | 24.18 | 23.4 | 2025-03-14 | 2027-12-31
Shanghai SIGEN New Energy Technology Co Ltd | Sigenergy | Sigen Energy Storage System | SigenStor-12S-EV12-32 (AS4777-2 2020) | 32.24 | 31.2 | 2025-03-14 | 2027-12-31
Shanghai SIGEN New Energy Technology Co Ltd | Sigenergy | Sigen Energy Storage System | SigenStor-12S-EV12-40 (AS4777-2 2020) | 40.3 | 39 | 2025-03-14 | 2027-12-31
Shanghai SIGEN New Energy Technology Co Ltd | Sigenergy | Sigen Energy Storage System | SigenStor-12S-EV12-8 (AS4777-2 2020) | 8.06 | 7.8 | 2025-03-14 | 2027-12-31
Shanghai SIGEN New Energy Technology Co Ltd | Sigenergy | Sigen Energy Storage System | SigenStor-12S-EV25-10 (AS4777-2 2020) | 10.76 | 10.4 | 2025-03-14 | 2027-12-31
Shanghai SIGEN New Energy Technology Co Ltd | Sigenergy | Sigen Energy Storage System | SigenStor-12S-EV25-16 (AS4777-2 2020) | 16.12 | 15.6 | 2025-03-14 | 2027-12-31
Shanghai SIGEN New Energy Technology Co Ltd | Sigenergy | Sigen Energy Storage System | SigenStor-12S-EV25-24 (AS4777-2 2020) | 24.18 | 23.4 | 2025-03-14 | 2027-12-31
Shanghai SIGEN New Energy Technology Co Ltd | Sigenergy | Sigen Energy Storage System | SigenStor-12S-EV25-32 (AS4777-2 2020) | 32.24 | 31.2 | 2025-03-14 | 2027-12-31
Shanghai SIGEN New Energy Technology Co Ltd | Sigenergy | Sigen Energy Storage System | SigenStor-12S-EV25-40 (AS4777-2 2020) | 40.3 | 39 | 2025-03-14 | 2027-12-31
Shanghai SIGEN New Energy Technology Co Ltd | Sigenergy | Sigen Energy Storage System | SigenStor-12S-EV25-8 (AS4777-2 2020) | 8.06 | 7.8 | 2025-03-14 | 2027-12-31
Shanghai SIGEN New Energy Technology Co Ltd | Sigenergy | Sigen Energy Storage System | SigenStor-15T-10 (AS4777-2 2020) | 10.76 | 10.4 | 2024-10-03 | 2027-10-03
Shanghai SIGEN New Energy Technology Co Ltd | Sigenergy | Sigen Energy Storage System | SigenStor-15T-13 (AS4777-2 2020) | 13.44 | 13 | 2024-10-03 | 2027-10-03
Shanghai SIGEN New Energy Technology Co Ltd | Sigenergy | Sigen Energy Storage System | SigenStor-15T-16 (AS4777-2 2020) | 16.12 | 15.6 | 2024-10-03 | 2027-10-03
Shanghai SIGEN New Energy Technology Co Ltd | Sigenergy | Sigen Energy Storage System | SigenStor-15T-21 (AS4777-2 2020) | 21.5 | 20.8 | 2025-08-19 | 2027-12-31
Shanghai SIGEN New Energy Technology Co Ltd | Sigenergy | Sigen Energy Storage System | SigenStor-15T-24 (AS4777-2 2020) | 24.18 | 23.4 | 2024-10-03 | 2027-10-03
Shanghai SIGEN New Energy Technology Co Ltd | Sigenergy | Sigen Energy Storage System | SigenStor-15T-29 (AS4777-2 2020) | 29.56 | 28.6 | 2025-08-19 | 2027-12-31
Shanghai SIGEN New Energy Technology Co Ltd | Sigenergy | Sigen Energy Storage System | SigenStor-15T-32 (AS4777-2 2020) | 32.24 | 31.2 | 2024-10-03 | 2027-10-03
Shanghai SIGEN New Energy Technology Co Ltd | Sigenergy | Sigen Energy Storage System | SigenStor-15T-37 (AS4777-2 2020) | 37.62 | 36.4 | 2025-08-19 | 2027-12-31
Shanghai SIGEN New Energy Technology Co Ltd | Sigenergy | Sigen Energy Storage System | SigenStor-15T-40 (AS4777-2 2020) | 40.3 | 39 | 2024-10-03 | 2027-10-03
Shanghai SIGEN New Energy Technology Co Ltd | Sigenergy | Sigen Energy Storage System | SigenStor-15T-48 (AS4777-2 2020) | 48.36 | 46.8 | 2024-10-03 | 2027-10-03
Shanghai SIGEN New Energy Technology Co Ltd | Sigenergy | Sigen Energy Storage System | SigenStor-15T-5 (AS4777-2 2020) | 5.38 | 5.2 | 2025-08-19 | 2027-12-31
Shanghai SIGEN New Energy Technology Co Ltd | Sigenergy | Sigen Energy Storage System | SigenStor-15T-8 (AS4777-2 2020) | 8.06 | 7.8 | 2024-10-03 | 2027-10-03
Shanghai SIGEN New Energy Technology Co Ltd | Sigenergy | Sigen Energy Storage System | SigenStor-15T-EV12-10 (AS4777-2 2020) | 10.76 | 10.4 | 2025-08-19 | 2027-12-31
Shanghai SIGEN New Energy Technology Co Ltd | Sigenergy | Sigen Energy Storage System | SigenStor-15T-EV12-13 (AS4777-2 2020) | 13.44 | 13 | 2025-08-19 | 2027-12-31
Shanghai SIGEN New Energy Technology Co Ltd | Sigenergy | Sigen Energy Storage System | SigenStor-15T-EV12-16 (AS4777-2 2020) | 16.12 | 15.6 | 2025-08-19 | 2027-12-31
Shanghai SIGEN New Energy Technology Co Ltd | Sigenergy | Sigen Energy Storage System | SigenStor-15T-EV12-18 (AS4777-2 2020) | 18.82 | 18.2 | 2025-08-19 | 2027-12-31
Shanghai SIGEN New Energy Technology Co Ltd | Sigenergy | Sigen Energy Storage System | SigenStor-15T-EV12-21 (AS4777-2 2020) | 21.5 | 20.8 | 2025-08-19 | 2027-12-31
Shanghai SIGEN New Energy Technology Co Ltd | Sigenergy | Sigen Energy Storage System | SigenStor-15T-EV12-24 (AS4777-2 2020) | 24.18 | 23.4 | 2025-08-19 | 2027-12-31
Shanghai SIGEN New Energy Technology Co Ltd | Sigenergy | Sigen Energy Storage System | SigenStor-15T-EV12-26 (AS4777-2 2020) | 26.88 | 26 | 2025-08-19 | 2027-12-31
Shanghai SIGEN New Energy Technology Co Ltd | Sigenergy | Sigen Energy Storage System | SigenStor-15T-EV12-29 (AS4777-2 2020) | 29.56 | 28.6 | 2025-08-19 | 2027-12-31
Shanghai SIGEN New Energy Technology Co Ltd | Sigenergy | Sigen Energy Storage System | SigenStor-15T-EV12-32 (AS4777-2 2020) | 32.24 | 31.2 | 2025-08-19 | 2027-12-31
Shanghai SIGEN New Energy Technology Co Ltd | Sigenergy | Sigen Energy Storage System | SigenStor-15T-EV12-34 (AS4777-2 2020) | 34.94 | 33.8 | 2025-08-19 | 2027-12-31
Shanghai SIGEN New Energy Technology Co Ltd | Sigenergy | Sigen Energy Storage System | SigenStor-15T-EV12-37 (AS4777-2 2020) | 37.62 | 36.4 | 2025-08-19 | 2027-12-31
Shanghai SIGEN New Energy Technology Co Ltd | Sigenergy | Sigen Energy Storage System | SigenStor-15T-EV12-40 (AS4777-2 2020) | 40.3 | 39 | 2025-08-19 | 2027-12-31
Shanghai SIGEN New Energy Technology Co Ltd | Sigenergy | Sigen Energy Storage System | SigenStor-15T-EV12-5 (AS4777-2 2020) | 5.38 | 5.2 | 2025-08-19 | 2027-12-31
Shanghai SIGEN New Energy Technology Co Ltd | Sigenergy | Sigen Energy Storage System | SigenStor-15T-EV12-8 (AS4777-2 2020) | 8.06 | 7.8 | 2025-08-19 | 2027-12-31
Shanghai SIGEN New Energy Technology Co Ltd | Sigenergy | Sigen Energy Storage System | SigenStor-15T-EV25-10 (AS4777-2 2020) | 10.76 | 10.4 | 2025-08-19 | 2027-12-31
Shanghai SIGEN New Energy Technology Co Ltd | Sigenergy | Sigen Energy Storage System | SigenStor-15T-EV25-13 (AS4777-2 2020) | 13.44 | 13 | 2025-08-19 | 2027-12-31
Shanghai SIGEN New Energy Technology Co Ltd | Sigenergy | Sigen Energy Storage System | SigenStor-15T-EV25-16 (AS4777-2 2020) | 16.12 | 15.6 | 2025-08-19 | 2027-12-31
Shanghai SIGEN New Energy Technology Co Ltd | Sigenergy | Sigen Energy Storage System | SigenStor-15T-EV25-18 (AS4777-2 2020) | 18.82 | 18.2 | 2025-08-19 | 2027-12-31
Shanghai SIGEN New Energy Technology Co Ltd | Sigenergy | Sigen Energy Storage System | SigenStor-15T-EV25-21 (AS4777-2 2020) | 21.5 | 20.8 | 2025-08-19 | 2027-12-31
Shanghai SIGEN New Energy Technology Co Ltd | Sigenergy | Sigen Energy Storage System | SigenStor-15T-EV25-24 (AS4777-2 2020) | 24.18 | 23.4 | 2025-08-19 | 2027-12-31
Shanghai SIGEN New Energy Technology Co Ltd | Sigenergy | Sigen Energy Storage System | SigenStor-15T-EV25-26 (AS4777-2 2020) | 26.88 | 26 | 2025-08-19 | 2027-12-31
Shanghai SIGEN New Energy Technology Co Ltd | Sigenergy | Sigen Energy Storage System | SigenStor-15T-EV25-29 (AS4777-2 2020) | 29.56 | 28.6 | 2025-08-19 | 2027-12-31
Shanghai SIGEN New Energy Technology Co Ltd | Sigenergy | Sigen Energy Storage System | SigenStor-15T-EV25-32 (AS4777-2 2020) | 32.24 | 31.2 | 2025-08-19 | 2027-12-31
Shanghai SIGEN New Energy Technology Co Ltd | Sigenergy | Sigen Energy Storage System | SigenStor-15T-EV25-34 (AS4777-2 2020) | 34.94 | 33.8 | 2025-08-19 | 2027-12-31
Shanghai SIGEN New Energy Technology Co Ltd | Sigenergy | Sigen Energy Storage System | SigenStor-15T-EV25-37 (AS4777-2 2020) | 37.62 | 36.4 | 2025-08-19 | 2027-12-31
Shanghai SIGEN New Energy Technology Co Ltd | Sigenergy | Sigen Energy Storage System | SigenStor-15T-EV25-40 (AS4777-2 2020) | 40.3 | 39 | 2025-08-19 | 2027-12-31
Shanghai SIGEN New Energy Technology Co Ltd | Sigenergy | Sigen Energy Storage System | SigenStor-15T-EV25-5 (AS4777-2 2020) | 5.38 | 5.2 | 2025-08-19 | 2027-12-31
Shanghai SIGEN New Energy Technology Co Ltd | Sigenergy | Sigen Energy Storage System | SigenStor-15T-EV25-8 (AS4777-2 2020) | 8.06 | 7.8 | 2025-08-19 | 2027-12-31
Shanghai SIGEN New Energy Technology Co Ltd | Sigenergy | Sigen Energy Storage System | SigenStor-20T-10 (AS4777-2 2020) | 10.76 | 10.4 | 2024-10-03 | 2027-10-03
Shanghai SIGEN New Energy Technology Co Ltd | Sigenergy | Sigen Energy Storage System | SigenStor-20T-13 (AS4777-2 2020) | 13.44 | 13 | 2024-10-03 | 2027-10-03
Shanghai SIGEN New Energy Technology Co Ltd | Sigenergy | Sigen Energy Storage System | SigenStor-20T-16 (AS4777-2 2020) | 16.12 | 15.6 | 2024-10-03 | 2027-10-03
Shanghai SIGEN New Energy Technology Co Ltd | Sigenergy | Sigen Energy Storage System | SigenStor-20T-21 (AS4777-2 2020) | 21.5 | 20.8 | 2025-08-19 | 2027-12-31
Shanghai SIGEN New Energy Technology Co Ltd | Sigenergy | Sigen Energy Storage System | SigenStor-20T-24 (AS4777-2 2020) | 24.18 | 23.4 | 2024-10-03 | 2027-10-03
Shanghai SIGEN New Energy Technology Co Ltd | Sigenergy | Sigen Energy Storage System | SigenStor-20T-29 (AS4777-2 2020) | 29.56 | 28.6 | 2025-08-19 | 2027-12-31
Shanghai SIGEN New Energy Technology Co Ltd | Sigenergy | Sigen Energy Storage System | SigenStor-20T-32 (AS4777-2 2020) | 32.24 | 31.2 | 2024-10-03 | 2027-10-03
Shanghai SIGEN New Energy Technology Co Ltd | Sigenergy | Sigen Energy Storage System | SigenStor-20T-37 (AS4777-2 2020) | 37.62 | 36.4 | 2025-08-19 | 2027-12-31
Shanghai SIGEN New Energy Technology Co Ltd | Sigenergy | Sigen Energy Storage System | SigenStor-20T-40 (AS4777-2 2020) | 40.3 | 39 | 2024-10-03 | 2027-10-03
Shanghai SIGEN New Energy Technology Co Ltd | Sigenergy | Sigen Energy Storage System | SigenStor-20T-48 (AS4777-2 2020) | 48.36 | 46.8 | 2024-10-03 | 2027-10-03
Shanghai SIGEN New Energy Technology Co Ltd | Sigenergy | Sigen Energy Storage System | SigenStor-20T-5 (AS4777-2 2020) | 5.38 | 5.2 | 2025-08-19 | 2027-12-31
Shanghai SIGEN New Energy Technology Co Ltd | Sigenergy | Sigen Energy Storage System | SigenStor-20T-8 (AS4777-2 2020) | 8.06 | 7.8 | 2025-08-19 | 2027-12-31
Shanghai SIGEN New Energy Technology Co Ltd | Sigenergy | Sigen Energy Storage System | SigenStor-20T-EV12-10 (AS4777-2 2020) | 10.76 | 10.4 | 2025-08-19 | 2027-12-31
Shanghai SIGEN New Energy Technology Co Ltd | Sigenergy | Sigen Energy Storage System | SigenStor-20T-EV12-13 (AS4777-2 2020) | 13.44 | 13 | 2025-08-19 | 2027-12-31
Shanghai SIGEN New Energy Technology Co Ltd | Sigenergy | Sigen Energy Storage System | SigenStor-20T-EV12-16 (AS4777-2 2020) | 16.12 | 15.6 | 2025-08-19 | 2027-12-31
Shanghai SIGEN New Energy Technology Co Ltd | Sigenergy | Sigen Energy Storage System | SigenStor-20T-EV12-18 (AS4777-2 2020) | 18.82 | 18.2 | 2025-08-19 | 2027-12-31
Shanghai SIGEN New Energy Technology Co Ltd | Sigenergy | Sigen Energy Storage System | SigenStor-20T-EV12-21 (AS4777-2 2020) | 21.5 | 20.8 | 2025-08-19 | 2027-12-31
Shanghai SIGEN New Energy Technology Co Ltd | Sigenergy | Sigen Energy Storage System | SigenStor-20T-EV12-24 (AS4777-2 2020) | 24.18 | 23.4 | 2025-08-19 | 2027-12-31
Shanghai SIGEN New Energy Technology Co Ltd | Sigenergy | Sigen Energy Storage System | SigenStor-20T-EV12-26 (AS4777-2 2020) | 26.88 | 26 | 2025-08-19 | 2027-12-31
Shanghai SIGEN New Energy Technology Co Ltd | Sigenergy | Sigen Energy Storage System | SigenStor-20T-EV12-29 (AS4777-2 2020) | 29.56 | 28.6 | 2025-08-19 | 2027-12-31
Shanghai SIGEN New Energy Technology Co Ltd | Sigenergy | Sigen Energy Storage System | SigenStor-20T-EV12-32 (AS4777-2 2020) | 32.24 | 31.2 | 2025-08-19 | 2027-12-31
Shanghai SIGEN New Energy Technology Co Ltd | Sigenergy | Sigen Energy Storage System | SigenStor-20T-EV12-34 (AS4777-2 2020) | 34.94 | 33.8 | 2025-08-19 | 2027-12-31
Shanghai SIGEN New Energy Technology Co Ltd | Sigenergy | Sigen Energy Storage System | SigenStor-20T-EV12-37 (AS4777-2 2020) | 37.62 | 36.4 | 2025-08-19 | 2027-12-31
Shanghai SIGEN New Energy Technology Co Ltd | Sigenergy | Sigen Energy Storage System | SigenStor-20T-EV12-40 (AS4777-2 2020) | 40.3 | 39 | 2025-08-19 | 2027-12-31
Shanghai SIGEN New Energy Technology Co Ltd | Sigenergy | Sigen Energy Storage System | SigenStor-20T-EV12-5 (AS4777-2 2020) | 5.38 | 5.2 | 2025-08-19 | 2027-12-31
Shanghai SIGEN New Energy Technology Co Ltd | Sigenergy | Sigen Energy Storage System | SigenStor-20T-EV12-8 (AS4777-2 2020) | 8.06 | 7.8 | 2025-08-19 | 2027-12-31
Shanghai SIGEN New Energy Technology Co Ltd | Sigenergy | Sigen Energy Storage System | SigenStor-20T-EV25-10 (AS4777-2 2020) | 10.76 | 10.4 | 2025-08-19 | 2027-12-31
Shanghai SIGEN New Energy Technology Co Ltd | Sigenergy | Sigen Energy Storage System | SigenStor-20T-EV25-13 (AS4777-2 2020) | 13.44 | 13 | 2025-08-19 | 2027-12-31
Shanghai SIGEN New Energy Technology Co Ltd | Sigenergy | Sigen Energy Storage System | SigenStor-20T-EV25-16 (AS4777-2 2020) | 16.12 | 15.6 | 2025-08-19 | 2027-12-31
Shanghai SIGEN New Energy Technology Co Ltd | Sigenergy | Sigen Energy Storage System | SigenStor-20T-EV25-18 (AS4777-2 2020) | 18.82 | 18.2 | 2025-08-19 | 2027-12-31
Shanghai SIGEN New Energy Technology Co Ltd | Sigenergy | Sigen Energy Storage System | SigenStor-20T-EV25-21 (AS4777-2 2020) | 21.5 | 20.8 | 2025-08-19 | 2027-12-31
Shanghai SIGEN New Energy Technology Co Ltd | Sigenergy | Sigen Energy Storage System | SigenStor-20T-EV25-24 (AS4777-2 2020) | 24.18 | 23.4 | 2025-08-19 | 2027-12-31
Shanghai SIGEN New Energy Technology Co Ltd | Sigenergy | Sigen Energy Storage System | SigenStor-20T-EV25-26 (AS4777-2 2020) | 26.88 | 26 | 2025-08-19 | 2027-12-31
Shanghai SIGEN New Energy Technology Co Ltd | Sigenergy | Sigen Energy Storage System | SigenStor-20T-EV25-29 (AS4777-2 2020) | 29.56 | 28.6 | 2025-08-19 | 2027-12-31
Shanghai SIGEN New Energy Technology Co Ltd | Sigenergy | Sigen Energy Storage System | SigenStor-20T-EV25-32 (AS4777-2 2020) | 32.24 | 31.2 | 2025-08-19 | 2027-12-31
Shanghai SIGEN New Energy Technology Co Ltd | Sigenergy | Sigen Energy Storage System | SigenStor-20T-EV25-34 (AS4777-2 2020) | 34.94 | 33.8 | 2025-08-19 | 2027-12-31
Shanghai SIGEN New Energy Technology Co Ltd | Sigenergy | Sigen Energy Storage System | SigenStor-20T-EV25-37 (AS4777-2 2020) | 37.62 | 36.4 | 2025-08-19 | 2027-12-31
Shanghai SIGEN New Energy Technology Co Ltd | Sigenergy | Sigen Energy Storage System | SigenStor-20T-EV25-40 (AS4777-2 2020) | 40.3 | 39 | 2025-08-19 | 2027-12-31
Shanghai SIGEN New Energy Technology Co Ltd | Sigenergy | Sigen Energy Storage System | SigenStor-20T-EV25-5 (AS4777-2 2020) | 5.38 | 5.2 | 2025-08-19 | 2027-12-31
Shanghai SIGEN New Energy Technology Co Ltd | Sigenergy | Sigen Energy Storage System | SigenStor-20T-EV25-8 (AS4777-2 2020) | 8.06 | 7.8 | 2025-08-19 | 2027-12-31
Shanghai SIGEN New Energy Technology Co Ltd | Sigenergy | Sigen Energy Storage System | SigenStor-25T-10 (AS4777-2 2020) | 10.76 | 10.4 | 2024-10-03 | 2027-10-03
Shanghai SIGEN New Energy Technology Co Ltd | Sigenergy | Sigen Energy Storage System | SigenStor-25T-13 (AS4777-2 2020) | 13.44 | 13 | 2024-10-03 | 2027-10-03
Shanghai SIGEN New Energy Technology Co Ltd | Sigenergy | Sigen Energy Storage System | SigenStor-25T-16 (AS4777-2 2020) | 16.12 | 15.6 | 2024-10-03 | 2027-10-03
Shanghai SIGEN New Energy Technology Co Ltd | Sigenergy | Sigen Energy Storage System | SigenStor-25T-21 (AS4777-2 2020) | 21.5 | 20.8 | 2025-08-19 | 2027-12-31
Shanghai SIGEN New Energy Technology Co Ltd | Sigenergy | Sigen Energy Storage System | SigenStor-25T-24 (AS4777-2 2020) | 24.18 | 23.4 | 2024-10-03 | 2027-10-03
Shanghai SIGEN New Energy Technology Co Ltd | Sigenergy | Sigen Energy Storage System | SigenStor-25T-29 (AS4777-2 2020) | 29.56 | 28.6 | 2025-08-19 | 2027-12-31
Shanghai SIGEN New Energy Technology Co Ltd | Sigenergy | Sigen Energy Storage System | SigenStor-25T-32 (AS4777-2 2020) | 32.24 | 31.2 | 2024-10-03 | 2027-10-03
Shanghai SIGEN New Energy Technology Co Ltd | Sigenergy | Sigen Energy Storage System | SigenStor-25T-37 (AS4777-2 2020) | 37.62 | 36.4 | 2025-08-19 | 2027-12-31
Shanghai SIGEN New Energy Technology Co Ltd | Sigenergy | Sigen Energy Storage System | SigenStor-25T-40 (AS4777-2 2020) | 40.3 | 39 | 2024-10-03 | 2027-10-03
Shanghai SIGEN New Energy Technology Co Ltd | Sigenergy | Sigen Energy Storage System | SigenStor-25T-48 (AS4777-2 2020) | 48.36 | 46.8 | 2024-10-03 | 2027-10-03
Shanghai SIGEN New Energy Technology Co Ltd | Sigenergy | Sigen Energy Storage System | SigenStor-25T-5 (AS4777-2 2020) | 5.38 | 5.2 | 2025-08-19 | 2027-12-31
Shanghai SIGEN New Energy Technology Co Ltd | Sigenergy | Sigen Energy Storage System | SigenStor-25T-8 (AS4777-2 2020) | 8.06 | 7.8 | 2025-08-19 | 2027-12-31
Shanghai SIGEN New Energy Technology Co Ltd | Sigenergy | Sigen Energy Storage System | SigenStor-25T-EV12-10 (AS4777-2 2020) | 10.76 | 10.4 | 2025-08-19 | 2027-12-31
Shanghai SIGEN New Energy Technology Co Ltd | Sigenergy | Sigen Energy Storage System | SigenStor-25T-EV12-13 (AS4777-2 2020) | 13.44 | 13 | 2025-08-19 | 2027-12-31
Shanghai SIGEN New Energy Technology Co Ltd | Sigenergy | Sigen Energy Storage System | SigenStor-25T-EV12-16 (AS4777-2 2020) | 16.12 | 15.6 | 2025-08-19 | 2027-12-31
Shanghai SIGEN New Energy Technology Co Ltd | Sigenergy | Sigen Energy Storage System | SigenStor-25T-EV12-18 (AS4777-2 2020) | 18.82 | 18.2 | 2025-08-19 | 2027-12-31
Shanghai SIGEN New Energy Technology Co Ltd | Sigenergy | Sigen Energy Storage System | SigenStor-25T-EV12-21 (AS4777-2 2020) | 21.5 | 20.8 | 2025-08-19 | 2027-12-31
Shanghai SIGEN New Energy Technology Co Ltd | Sigenergy | Sigen Energy Storage System | SigenStor-25T-EV12-24 (AS4777-2 2020) | 24.18 | 23.4 | 2025-08-19 | 2027-12-31
Shanghai SIGEN New Energy Technology Co Ltd | Sigenergy | Sigen Energy Storage System | SigenStor-25T-EV12-26 (AS4777-2 2020) | 26.88 | 26 | 2025-08-19 | 2027-12-31
Shanghai SIGEN New Energy Technology Co Ltd | Sigenergy | Sigen Energy Storage System | SigenStor-25T-EV12-29 (AS4777-2 2020) | 29.56 | 28.6 | 2025-08-19 | 2027-12-31
Shanghai SIGEN New Energy Technology Co Ltd | Sigenergy | Sigen Energy Storage System | SigenStor-25T-EV12-32 (AS4777-2 2020) | 32.24 | 31.2 | 2025-08-19 | 2027-12-31
Shanghai SIGEN New Energy Technology Co Ltd | Sigenergy | Sigen Energy Storage System | SigenStor-25T-EV12-34 (AS4777-2 2020) | 34.94 | 33.8 | 2025-08-19 | 2027-12-31
Shanghai SIGEN New Energy Technology Co Ltd | Sigenergy | Sigen Energy Storage System | SigenStor-25T-EV12-37 (AS4777-2 2020) | 37.62 | 36.4 | 2025-08-19 | 2027-12-31
Shanghai SIGEN New Energy Technology Co Ltd | Sigenergy | Sigen Energy Storage System | SigenStor-25T-EV12-40 (AS4777-2 2020) | 40.3 | 39 | 2025-08-19 | 2027-12-31
Shanghai SIGEN New Energy Technology Co Ltd | Sigenergy | Sigen Energy Storage System | SigenStor-25T-EV12-5 (AS4777-2 2020) | 5.38 | 5.2 | 2025-08-19 | 2027-12-31
Shanghai SIGEN New Energy Technology Co Ltd | Sigenergy | Sigen Energy Storage System | SigenStor-25T-EV12-8 (AS4777-2 2020) | 8.06 | 7.8 | 2025-08-19 | 2027-12-31
Shanghai SIGEN New Energy Technology Co Ltd | Sigenergy | Sigen Energy Storage System | SigenStor-25T-EV25-10 (AS4777-2 2020) | 10.76 | 10.4 | 2025-08-19 | 2027-12-31
Shanghai SIGEN New Energy Technology Co Ltd | Sigenergy | Sigen Energy Storage System | SigenStor-25T-EV25-13 (AS4777-2 2020) | 13.44 | 13 | 2025-08-19 | 2027-12-31
Shanghai SIGEN New Energy Technology Co Ltd | Sigenergy | Sigen Energy Storage System | SigenStor-25T-EV25-16 (AS4777-2 2020) | 16.12 | 15.6 | 2025-08-19 | 2027-12-31
Shanghai SIGEN New Energy Technology Co Ltd | Sigenergy | Sigen Energy Storage System | SigenStor-25T-EV25-18 (AS4777-2 2020) | 18.82 | 18.2 | 2025-08-19 | 2027-12-31
Shanghai SIGEN New Energy Technology Co Ltd | Sigenergy | Sigen Energy Storage System | SigenStor-25T-EV25-21 (AS4777-2 2020) | 21.5 | 20.8 | 2025-08-19 | 2027-12-31
Shanghai SIGEN New Energy Technology Co Ltd | Sigenergy | Sigen Energy Storage System | SigenStor-25T-EV25-24 (AS4777-2 2020) | 24.18 | 23.4 | 2025-08-19 | 2027-12-31
Shanghai SIGEN New Energy Technology Co Ltd | Sigenergy | Sigen Energy Storage System | SigenStor-25T-EV25-26 (AS4777-2 2020) | 26.88 | 26 | 2025-08-19 | 2027-12-31
Shanghai SIGEN New Energy Technology Co Ltd | Sigenergy | Sigen Energy Storage System | SigenStor-25T-EV25-29 (AS4777-2 2020) | 29.56 | 28.6 | 2025-08-19 | 2027-12-31
Shanghai SIGEN New Energy Technology Co Ltd | Sigenergy | Sigen Energy Storage System | SigenStor-25T-EV25-32 (AS4777-2 2020) | 32.24 | 31.2 | 2025-08-19 | 2027-12-31
Shanghai SIGEN New Energy Technology Co Ltd | Sigenergy | Sigen Energy Storage System | SigenStor-25T-EV25-34 (AS4777-2 2020) | 34.94 | 33.8 | 2025-08-19 | 2027-12-31
Shanghai SIGEN New Energy Technology Co Ltd | Sigenergy | Sigen Energy Storage System | SigenStor-25T-EV25-37 (AS4777-2 2020) | 37.62 | 36.4 | 2025-08-19 | 2027-12-31
Shanghai SIGEN New Energy Technology Co Ltd | Sigenergy | Sigen Energy Storage System | SigenStor-25T-EV25-40 (AS4777-2 2020) | 40.3 | 39 | 2025-08-19 | 2027-12-31
Shanghai SIGEN New Energy Technology Co Ltd | Sigenergy | Sigen Energy Storage System | SigenStor-25T-EV25-5 (AS4777-2 2020) | 5.38 | 5.2 | 2025-08-19 | 2027-12-31
Shanghai SIGEN New Energy Technology Co Ltd | Sigenergy | Sigen Energy Storage System | SigenStor-25T-EV25-8 (AS4777-2 2020) | 8.06 | 7.8 | 2025-08-19 | 2027-12-31
Shanghai SIGEN New Energy Technology Co Ltd | Sigenergy | Sigen Energy Storage System | SigenStor-30T-10 (AS4777-2 2020) | 10.76 | 10.4 | 2025-08-19 | 2027-12-31
Shanghai SIGEN New Energy Technology Co Ltd | Sigenergy | Sigen Energy Storage System | SigenStor-30T-13 (AS4777-2 2020) | 13.44 | 13 | 2025-08-19 | 2027-12-31
Shanghai SIGEN New Energy Technology Co Ltd | Sigenergy | Sigen Energy Storage System | SigenStor-30T-16 (AS4777-2 2020) | 16.12 | 15.6 | 2024-10-03 | 2027-10-03
Shanghai SIGEN New Energy Technology Co Ltd | Sigenergy | Sigen Energy Storage System | SigenStor-30T-21 (AS4777-2 2020) | 21.5 | 20.8 | 2025-08-19 | 2027-12-31
Shanghai SIGEN New Energy Technology Co Ltd | Sigenergy | Sigen Energy Storage System | SigenStor-30T-24 (AS4777-2 2020) | 24.18 | 23.4 | 2024-10-03 | 2027-10-03
Shanghai SIGEN New Energy Technology Co Ltd | Sigenergy | Sigen Energy Storage System | SigenStor-30T-29 (AS4777-2 2020) | 29.56 | 28.6 | 2025-08-19 | 2027-12-31
Shanghai SIGEN New Energy Technology Co Ltd | Sigenergy | Sigen Energy Storage System | SigenStor-30T-32 (AS4777-2 2020) | 32.24 | 31.2 | 2024-10-03 | 2027-10-03
Shanghai SIGEN New Energy Technology Co Ltd | Sigenergy | Sigen Energy Storage System | SigenStor-30T-37 (AS4777-2 2020) | 37.62 | 36.4 | 2025-08-19 | 2027-12-31
Shanghai SIGEN New Energy Technology Co Ltd | Sigenergy | Sigen Energy Storage System | SigenStor-30T-40 (AS4777-2 2020) | 40.3 | 39 | 2024-10-03 | 2027-10-03
Shanghai SIGEN New Energy Technology Co Ltd | Sigenergy | Sigen Energy Storage System | SigenStor-30T-48 (AS4777-2 2020) | 48.36 | 46.8 | 2024-10-03 | 2027-10-03
Shanghai SIGEN New Energy Technology Co Ltd | Sigenergy | Sigen Energy Storage System | SigenStor-30T-5 (AS4777-2 2020) | 5.38 | 5.2 | 2025-08-19 | 2027-12-31
Shanghai SIGEN New Energy Technology Co Ltd | Sigenergy | Sigen Energy Storage System | SigenStor-30T-8 (AS4777-2 2020) | 8.06 | 7.8 | 2025-08-19 | 2027-12-31
Shanghai SIGEN New Energy Technology Co Ltd | Sigenergy | Sigen Energy Storage System | SigenStor-30T-EV12-10 (AS4777-2 2020) | 10.76 | 10.4 | 2025-08-19 | 2027-12-31
Shanghai SIGEN New Energy Technology Co Ltd | Sigenergy | Sigen Energy Storage System | SigenStor-30T-EV12-13 (AS4777-2 2020) | 13.44 | 13 | 2025-08-19 | 2027-12-31
Shanghai SIGEN New Energy Technology Co Ltd | Sigenergy | Sigen Energy Storage System | SigenStor-30T-EV12-16 (AS4777-2 2020) | 16.12 | 15.6 | 2025-08-19 | 2027-12-31
Shanghai SIGEN New Energy Technology Co Ltd | Sigenergy | Sigen Energy Storage System | SigenStor-30T-EV12-18 (AS4777-2 2020) | 18.82 | 18.2 | 2025-08-19 | 2027-12-31
Shanghai SIGEN New Energy Technology Co Ltd | Sigenergy | Sigen Energy Storage System | SigenStor-30T-EV12-21 (AS4777-2 2020) | 21.5 | 20.8 | 2025-08-19 | 2027-12-31
Shanghai SIGEN New Energy Technology Co Ltd | Sigenergy | Sigen Energy Storage System | SigenStor-30T-EV12-24 (AS4777-2 2020) | 24.18 | 23.4 | 2025-08-19 | 2027-12-31
Shanghai SIGEN New Energy Technology Co Ltd | Sigenergy | Sigen Energy Storage System | SigenStor-30T-EV12-26 (AS4777-2 2020) | 26.88 | 26 | 2025-08-19 | 2027-12-31
Shanghai SIGEN New Energy Technology Co Ltd | Sigenergy | Sigen Energy Storage System | SigenStor-30T-EV12-29 (AS4777-2 2020) | 29.56 | 28.6 | 2025-08-19 | 2027-12-31
Shanghai SIGEN New Energy Technology Co Ltd | Sigenergy | Sigen Energy Storage System | SigenStor-30T-EV12-32 (AS4777-2 2020) | 32.24 | 31.2 | 2025-08-19 | 2027-12-31
Shanghai SIGEN New Energy Technology Co Ltd | Sigenergy | Sigen Energy Storage System | SigenStor-30T-EV12-34 (AS4777-2 2020) | 34.94 | 33.8 | 2025-08-19 | 2027-12-31
Shanghai SIGEN New Energy Technology Co Ltd | Sigenergy | Sigen Energy Storage System | SigenStor-30T-EV12-37 (AS4777-2 2020) | 37.62 | 36.4 | 2025-08-19 | 2027-12-31
Shanghai SIGEN New Energy Technology Co Ltd | Sigenergy | Sigen Energy Storage System | SigenStor-30T-EV12-40 (AS4777-2 2020) | 40.3 | 39 | 2025-08-19 | 2027-12-31
Shanghai SIGEN New Energy Technology Co Ltd | Sigenergy | Sigen Energy Storage System | SigenStor-30T-EV12-5 (AS4777-2 2020) | 5.38 | 5.2 | 2025-08-19 | 2027-12-31
Shanghai SIGEN New Energy Technology Co Ltd | Sigenergy | Sigen Energy Storage System | SigenStor-30T-EV12-8 (AS4777-2 2020) | 8.06 | 7.8 | 2025-08-19 | 2027-12-31
Shanghai SIGEN New Energy Technology Co Ltd | Sigenergy | Sigen Energy Storage System | SigenStor-30T-EV25-10 (AS4777-2 2020) | 10.76 | 10.4 | 2025-08-19 | 2027-12-31
Shanghai SIGEN New Energy Technology Co Ltd | Sigenergy | Sigen Energy Storage System | SigenStor-30T-EV25-13 (AS4777-2 2020) | 13.44 | 13 | 2025-08-19 | 2027-12-31
Shanghai SIGEN New Energy Technology Co Ltd | Sigenergy | Sigen Energy Storage System | SigenStor-30T-EV25-16 (AS4777-2 2020) | 16.12 | 15.6 | 2025-08-19 | 2027-12-31
Shanghai SIGEN New Energy Technology Co Ltd | Sigenergy | Sigen Energy Storage System | SigenStor-30T-EV25-18 (AS4777-2 2020) | 18.82 | 18.2 | 2025-08-19 | 2027-12-31
Shanghai SIGEN New Energy Technology Co Ltd | Sigenergy | Sigen Energy Storage System | SigenStor-30T-EV25-21 (AS4777-2 2020) | 21.5 | 20.8 | 2025-08-19 | 2027-12-31
Shanghai SIGEN New Energy Technology Co Ltd | Sigenergy | Sigen Energy Storage System | SigenStor-30T-EV25-24 (AS4777-2 2020) | 24.18 | 23.4 | 2025-08-19 | 2027-12-31
Shanghai SIGEN New Energy Technology Co Ltd | Sigenergy | Sigen Energy Storage System | SigenStor-30T-EV25-26 (AS4777-2 2020) | 26.88 | 26 | 2025-08-19 | 2027-12-31
Shanghai SIGEN New Energy Technology Co Ltd | Sigenergy | Sigen Energy Storage System | SigenStor-30T-EV25-29 (AS4777-2 2020) | 29.56 | 28.6 | 2025-08-19 | 2027-12-31
Shanghai SIGEN New Energy Technology Co Ltd | Sigenergy | Sigen Energy Storage System | SigenStor-30T-EV25-32 (AS4777-2 2020) | 32.24 | 31.2 | 2025-08-19 | 2027-12-31
Shanghai SIGEN New Energy Technology Co Ltd | Sigenergy | Sigen Energy Storage System | SigenStor-30T-EV25-34 (AS4777-2 2020) | 34.94 | 33.8 | 2025-08-19 | 2027-12-31
Shanghai SIGEN New Energy Technology Co Ltd | Sigenergy | Sigen Energy Storage System | SigenStor-30T-EV25-37 (AS4777-2 2020) | 37.62 | 36.4 | 2025-08-19 | 2027-12-31
Shanghai SIGEN New Energy Technology Co Ltd | Sigenergy | Sigen Energy Storage System | SigenStor-30T-EV25-40 (AS4777-2 2020) | 40.3 | 39 | 2025-08-19 | 2027-12-31
Shanghai SIGEN New Energy Technology Co Ltd | Sigenergy | Sigen Energy Storage System | SigenStor-30T-EV25-5 (AS4777-2 2020) | 5.38 | 5.2 | 2025-08-19 | 2027-12-31
Shanghai SIGEN New Energy Technology Co Ltd | Sigenergy | Sigen Energy Storage System | SigenStor-30T-EV25-8 (AS4777-2 2020) | 8.06 | 7.8 | 2025-08-19 | 2027-12-31
Shanghai SIGEN New Energy Technology Co Ltd | Sigenergy | Sigen Energy Storage System | SigenStor-5S-10 (AS4777-2 2020) | 10.76 | 10.4 | 2024-06-05 | 2027-06-05
Shanghai SIGEN New Energy Technology Co Ltd | Sigenergy | Sigen Energy Storage System | SigenStor-5S-13 (AS4777-2 2020) | 13.44 | 13 | 2024-06-05 | 2027-06-05
Shanghai SIGEN New Energy Technology Co Ltd | Sigenergy | Sigen Energy Storage System | SigenStor-5S-16 (AS4777-2 2020) | 16.12 | 15.6 | 2024-06-05 | 2027-06-05
Shanghai SIGEN New Energy Technology Co Ltd | Sigenergy | Sigen Energy Storage System | SigenStor-5S-5 (AS4777-2 2020) | 5.38 | 5.2 | 2024-06-05 | 2027-06-05
Shanghai SIGEN New Energy Technology Co Ltd | Sigenergy | Sigen Energy Storage System | SigenStor-5S-8 (AS4777-2 2020) | 8.06 | 7.8 | 2024-06-05 | 2027-06-05
Shanghai SIGEN New Energy Technology Co Ltd | Sigenergy | Sigen Energy Storage System | SigenStor-5T-10 (AS4777-2 2020) | 10.76 | 10.4 | 2024-10-03 | 2027-10-03
Shanghai SIGEN New Energy Technology Co Ltd | Sigenergy | Sigen Energy Storage System | SigenStor-5T-13 (AS4777-2 2020) | 13.44 | 13 | 2024-10-03 | 2027-10-03
Shanghai SIGEN New Energy Technology Co Ltd | Sigenergy | Sigen Energy Storage System | SigenStor-5T-16 (AS4777-2 2020) | 16.12 | 15.6 | 2024-10-03 | 2027-10-03
Shanghai SIGEN New Energy Technology Co Ltd | Sigenergy | Sigen Energy Storage System | SigenStor-5T-21 (AS4777-2 2020) | 21.5 | 20.8 | 2025-08-19 | 2027-12-31
Shanghai SIGEN New Energy Technology Co Ltd | Sigenergy | Sigen Energy Storage System | SigenStor-5T-24 (AS4777-2 2020) | 24.18 | 23.4 | 2024-10-03 | 2027-10-03
Shanghai SIGEN New Energy Technology Co Ltd | Sigenergy | Sigen Energy Storage System | SigenStor-5T-29 (AS4777-2 2020) | 29.56 | 28.6 | 2025-08-19 | 2027-12-31
Shanghai SIGEN New Energy Technology Co Ltd | Sigenergy | Sigen Energy Storage System | SigenStor-5T-32 (AS4777-2 2020) | 32.24 | 31.2 | 2025-08-19 | 2027-12-31
Shanghai SIGEN New Energy Technology Co Ltd | Sigenergy | Sigen Energy Storage System | SigenStor-5T-37 (AS4777-2 2020) | 37.62 | 36.4 | 2025-08-19 | 2027-12-31
Shanghai SIGEN New Energy Technology Co Ltd | Sigenergy | Sigen Energy Storage System | SigenStor-5T-40 (AS4777-2 2020) | 40.3 | 39 | 2025-08-19 | 2027-12-31
Shanghai SIGEN New Energy Technology Co Ltd | Sigenergy | Sigen Energy Storage System | SigenStor-5T-48 (AS4777-2 2020) | 48.36 | 46.8 | 2025-08-19 | 2027-12-31
Shanghai SIGEN New Energy Technology Co Ltd | Sigenergy | Sigen Energy Storage System | SigenStor-5T-5 (AS4777-2 2020) | 5.38 | 5.2 | 2025-08-19 | 2027-12-31
Shanghai SIGEN New Energy Technology Co Ltd | Sigenergy | Sigen Energy Storage System | SigenStor-5T-8 (AS4777-2 2020) | 8.06 | 7.8 | 2024-10-03 | 2027-10-03
Shanghai SIGEN New Energy Technology Co Ltd | Sigenergy | Sigen Energy Storage System | SigenStor-5T-EV12-10 (AS4777-2 2020) | 10.76 | 10.4 | 2025-08-19 | 2027-12-31
Shanghai SIGEN New Energy Technology Co Ltd | Sigenergy | Sigen Energy Storage System | SigenStor-5T-EV12-13 (AS4777-2 2020) | 13.44 | 13 | 2025-08-19 | 2027-12-31
Shanghai SIGEN New Energy Technology Co Ltd | Sigenergy | Sigen Energy Storage System | SigenStor-5T-EV12-16 (AS4777-2 2020) | 16.12 | 15.6 | 2025-08-19 | 2027-12-31
Shanghai SIGEN New Energy Technology Co Ltd | Sigenergy | Sigen Energy Storage System | SigenStor-5T-EV12-18 (AS4777-2 2020) | 18.82 | 18.2 | 2025-08-19 | 2027-12-31
Shanghai SIGEN New Energy Technology Co Ltd | Sigenergy | Sigen Energy Storage System | SigenStor-5T-EV12-21 (AS4777-2 2020) | 21.5 | 20.8 | 2025-08-19 | 2027-12-31
Shanghai SIGEN New Energy Technology Co Ltd | Sigenergy | Sigen Energy Storage System | SigenStor-5T-EV12-24 (AS4777-2 2020) | 24.18 | 23.4 | 2025-08-19 | 2027-12-31
Shanghai SIGEN New Energy Technology Co Ltd | Sigenergy | Sigen Energy Storage System | SigenStor-5T-EV12-26 (AS4777-2 2020) | 26.88 | 26 | 2025-08-19 | 2027-12-31
Shanghai SIGEN New Energy Technology Co Ltd | Sigenergy | Sigen Energy Storage System | SigenStor-5T-EV12-29 (AS4777-2 2020) | 29.56 | 28.6 | 2025-08-19 | 2027-12-31
Shanghai SIGEN New Energy Technology Co Ltd | Sigenergy | Sigen Energy Storage System | SigenStor-5T-EV12-32 (AS4777-2 2020) | 32.24 | 31.2 | 2025-08-19 | 2027-12-31
Shanghai SIGEN New Energy Technology Co Ltd | Sigenergy | Sigen Energy Storage System | SigenStor-5T-EV12-34 (AS4777-2 2020) | 34.94 | 33.8 | 2025-08-19 | 2027-12-31
Shanghai SIGEN New Energy Technology Co Ltd | Sigenergy | Sigen Energy Storage System | SigenStor-5T-EV12-37 (AS4777-2 2020) | 37.62 | 36.4 | 2025-08-19 | 2027-12-31
Shanghai SIGEN New Energy Technology Co Ltd | Sigenergy | Sigen Energy Storage System | SigenStor-5T-EV12-40 (AS4777-2 2020) | 40.3 | 39 | 2025-08-19 | 2027-12-31
Shanghai SIGEN New Energy Technology Co Ltd | Sigenergy | Sigen Energy Storage System | SigenStor-5T-EV12-5 (AS4777-2 2020) | 5.38 | 5.2 | 2025-08-19 | 2027-12-31
Shanghai SIGEN New Energy Technology Co Ltd | Sigenergy | Sigen Energy Storage System | SigenStor-5T-EV12-8 (AS4777-2 2020) | 8.06 | 7.8 | 2025-08-19 | 2027-12-31
Shanghai SIGEN New Energy Technology Co Ltd | Sigenergy | Sigen Energy Storage System | SigenStor-5T-EV25-10 (AS4777-2 2020) | 10.76 | 10.4 | 2025-08-19 | 2027-12-31
Shanghai SIGEN New Energy Technology Co Ltd | Sigenergy | Sigen Energy Storage System | SigenStor-5T-EV25-13 (AS4777-2 2020) | 13.44 | 13 | 2025-08-19 | 2027-12-31
Shanghai SIGEN New Energy Technology Co Ltd | Sigenergy | Sigen Energy Storage System | SigenStor-5T-EV25-16 (AS4777-2 2020) | 16.12 | 15.6 | 2025-08-19 | 2027-12-31
Shanghai SIGEN New Energy Technology Co Ltd | Sigenergy | Sigen Energy Storage System | SigenStor-5T-EV25-18 (AS4777-2 2020) | 18.82 | 18.2 | 2025-08-19 | 2027-12-31
Shanghai SIGEN New Energy Technology Co Ltd | Sigenergy | Sigen Energy Storage System | SigenStor-5T-EV25-21 (AS4777-2 2020) | 21.5 | 20.8 | 2025-08-19 | 2027-12-31
Shanghai SIGEN New Energy Technology Co Ltd | Sigenergy | Sigen Energy Storage System | SigenStor-5T-EV25-24 (AS4777-2 2020) | 24.18 | 23.4 | 2025-08-19 | 2027-12-31
Shanghai SIGEN New Energy Technology Co Ltd | Sigenergy | Sigen Energy Storage System | SigenStor-5T-EV25-26 (AS4777-2 2020) | 26.88 | 26 | 2025-08-19 | 2027-12-31
Shanghai SIGEN New Energy Technology Co Ltd | Sigenergy | Sigen Energy Storage System | SigenStor-5T-EV25-29 (AS4777-2 2020) | 29.56 | 28.6 | 2025-08-19 | 2027-12-31
Shanghai SIGEN New Energy Technology Co Ltd | Sigenergy | Sigen Energy Storage System | SigenStor-5T-EV25-32 (AS4777-2 2020) | 32.24 | 31.2 | 2025-08-19 | 2027-12-31
Shanghai SIGEN New Energy Technology Co Ltd | Sigenergy | Sigen Energy Storage System | SigenStor-5T-EV25-34 (AS4777-2 2020) | 34.94 | 33.8 | 2025-08-19 | 2027-12-31
Shanghai SIGEN New Energy Technology Co Ltd | Sigenergy | Sigen Energy Storage System | SigenStor-5T-EV25-37 (AS4777-2 2020) | 37.62 | 36.4 | 2025-08-19 | 2027-12-31
Shanghai SIGEN New Energy Technology Co Ltd | Sigenergy | Sigen Energy Storage System | SigenStor-5T-EV25-40 (AS4777-2 2020) | 40.3 | 39 | 2025-08-19 | 2027-12-31
Shanghai SIGEN New Energy Technology Co Ltd | Sigenergy | Sigen Energy Storage System | SigenStor-5T-EV25-5 (AS4777-2 2020) | 5.38 | 5.2 | 2025-08-19 | 2027-12-31
Shanghai SIGEN New Energy Technology Co Ltd | Sigenergy | Sigen Energy Storage System | SigenStor-5T-EV25-8 (AS4777-2 2020) | 8.06 | 7.8 | 2025-08-19 | 2027-12-31
Shanghai SIGEN New Energy Technology Co Ltd | Sigenergy | Sigen Energy Storage System | SigenStor-6S-10 (AS4777-2 2020) | 10.76 | 10.4 | 2024-06-05 | 2027-06-05
Shanghai SIGEN New Energy Technology Co Ltd | Sigenergy | Sigen Energy Storage System | SigenStor-6S-13 (AS4777-2 2020) | 13.44 | 13 | 2024-06-05 | 2027-06-05
Shanghai SIGEN New Energy Technology Co Ltd | Sigenergy | Sigen Energy Storage System | SigenStor-6S-16 (AS4777-2 2020) | 16.12 | 15.6 | 2024-06-05 | 2027-06-05
Shanghai SIGEN New Energy Technology Co Ltd | Sigenergy | Sigen Energy Storage System | SigenStor-6S-24 (AS4777-2 2020) | 24.18 | 23.4 | 2024-06-05 | 2027-06-05
Shanghai SIGEN New Energy Technology Co Ltd | Sigenergy | Sigen Energy Storage System | SigenStor-6S-8 (AS4777-2 2020) | 8.06 | 7.8 | 2024-06-05 | 2027-06-05
Shanghai SIGEN New Energy Technology Co Ltd | Sigenergy | Sigen Energy Storage System | SigenStor-8S-10 (AS4777-2 2020) | 10.76 | 10.4 | 2025-03-04 | 2027-12-31
Shanghai SIGEN New Energy Technology Co Ltd | Sigenergy | Sigen Energy Storage System | SigenStor-8S-13 (AS4777-2 2020) | 13.44 | 13 | 2025-03-04 | 2027-12-31
Shanghai SIGEN New Energy Technology Co Ltd | Sigenergy | Sigen Energy Storage System | SigenStor-8S-16 (AS4777-2 2020) | 16.12 | 15.6 | 2025-03-04 | 2027-12-31
Shanghai SIGEN New Energy Technology Co Ltd | Sigenergy | Sigen Energy Storage System | SigenStor-8S-24 (AS4777-2 2020) | 24.18 | 23.4 | 2025-03-04 | 2027-12-31
Shanghai SIGEN New Energy Technology Co Ltd | Sigenergy | Sigen Energy Storage System | SigenStor-8S-32 (AS4777-2 2020) | 32.24 | 31.2 | 2025-03-04 | 2027-12-31
Shanghai SIGEN New Energy Technology Co Ltd | Sigenergy | Sigen Energy Storage System | SigenStor-8S-40 (AS4777-2 2020) | 40.3 | 39 | 2025-03-04 | 2027-12-31
Shanghai SIGEN New Energy Technology Co Ltd | Sigenergy | Sigen Energy Storage System | SigenStor-8S-48 (AS4777-2 2020) | 48.36 | 46.8 | 2025-03-04 | 2027-12-31
Shanghai SIGEN New Energy Technology Co Ltd | Sigenergy | Sigen Energy Storage System | SigenStor-8S-8 (AS4777-2 2020) | 8.06 | 7.8 | 2025-03-04 | 2027-12-31
Shanghai SIGEN New Energy Technology Co Ltd | Sigenergy | Sigen Energy Storage System | SigenStor-8S-EV12-10 (AS4777-2 2020) | 10.76 | 10.4 | 2025-03-14 | 2027-12-31
Shanghai SIGEN New Energy Technology Co Ltd | Sigenergy | Sigen Energy Storage System | SigenStor-8S-EV12-16 (AS4777-2 2020) | 16.12 | 15.6 | 2025-03-14 | 2027-12-31
Shanghai SIGEN New Energy Technology Co Ltd | Sigenergy | Sigen Energy Storage System | SigenStor-8S-EV12-24 (AS4777-2 2020) | 24.18 | 23.4 | 2025-03-14 | 2027-12-31
Shanghai SIGEN New Energy Technology Co Ltd | Sigenergy | Sigen Energy Storage System | SigenStor-8S-EV12-32 (AS4777-2 2020) | 32.24 | 31.2 | 2025-03-14 | 2027-12-31
Shanghai SIGEN New Energy Technology Co Ltd | Sigenergy | Sigen Energy Storage System | SigenStor-8S-EV12-40 (AS4777-2 2020) | 40.3 | 39 | 2025-03-14 | 2027-12-31
Shanghai SIGEN New Energy Technology Co Ltd | Sigenergy | Sigen Energy Storage System | SigenStor-8S-EV12-8 (AS4777-2 2020) | 8.06 | 7.8 | 2025-03-14 | 2027-12-31
Shanghai SIGEN New Energy Technology Co Ltd | Sigenergy | Sigen Energy Storage System | SigenStor-8S-EV25-10 (AS4777-2 2020) | 10.76 | 10.4 | 2025-03-14 | 2027-12-31
Shanghai SIGEN New Energy Technology Co Ltd | Sigenergy | Sigen Energy Storage System | SigenStor-8S-EV25-16 (AS4777-2 2020) | 16.12 | 15.6 | 2025-03-14 | 2027-12-31
Shanghai SIGEN New Energy Technology Co Ltd | Sigenergy | Sigen Energy Storage System | SigenStor-8S-EV25-24 (AS4777-2 2020) | 24.18 | 23.4 | 2025-03-14 | 2027-12-31
Shanghai SIGEN New Energy Technology Co Ltd | Sigenergy | Sigen Energy Storage System | SigenStor-8S-EV25-32 (AS4777-2 2020) | 32.24 | 31.2 | 2025-03-14 | 2027-12-31
Shanghai SIGEN New Energy Technology Co Ltd | Sigenergy | Sigen Energy Storage System | SigenStor-8S-EV25-40 (AS4777-2 2020) | 40.3 | 39 | 2025-03-14 | 2027-12-31
Shanghai SIGEN New Energy Technology Co Ltd | Sigenergy | Sigen Energy Storage System | SigenStor-8S-EV25-8 (AS4777-2 2020) | 8.06 | 7.8 | 2025-03-14 | 2027-12-31
Shanwei BYD Auto Co Ltd | BYD | BATTERY-BOX HVB | HVB 11.8 | 11.88 | 11.88 | 2026-06-11 | 2027-12-31
Shanwei BYD Auto Co Ltd | BYD | BATTERY-BOX HVB | HVB 14.8 | 14.85 | 14.85 | 2026-06-11 | 2027-12-31
Shanwei BYD Auto Co Ltd | BYD | BATTERY-BOX HVB | HVB 17.8 | 17.82 | 17.82 | 2026-06-11 | 2027-12-31
Shanwei BYD Auto Co Ltd | BYD | BATTERY-BOX HVB | HVB 20.7 | 20.79 | 20.79 | 2026-06-11 | 2027-12-31
Shanwei BYD Auto Co Ltd | BYD | BATTERY-BOX HVB | HVB 23.7 | 23.76 | 23.76 | 2026-06-11 | 2027-12-31
Shanwei BYD Auto Co Ltd | BYD | BATTERY-BOX HVB | HVB 26.7 | 26.72 | 26.72 | 2026-06-11 | 2027-12-31
Shanwei BYD Auto Co Ltd | BYD | BATTERY-BOX HVB | HVB 29.6 | 29.69 | 29.69 | 2026-06-11 | 2027-12-31
Shanwei BYD Auto Co Ltd | BYD | BATTERY-BOX HVB | HVB 5.9 | 5.94 | 5.94 | 2026-06-11 | 2027-12-31
Shanwei BYD Auto Co Ltd | BYD | BATTERY-BOX HVB | HVB 8.9 | 8.91 | 8.91 | 2026-06-11 | 2027-12-31
Shanwei BYD Auto Co Ltd | BYD | HVE | HVE 10.7 | 10.72 | 10.72 | 2025-12-02 | 2027-12-31
Shanwei BYD Auto Co Ltd | BYD | HVE | HVE 12.8-1 | 12.86 | 12.86 | 2025-12-02 | 2027-12-31
Shanwei BYD Auto Co Ltd | BYD | HVE | HVE 12.8-2 | 12.87 | 12.87 | 2025-12-02 | 2027-12-31
Shanwei BYD Auto Co Ltd | BYD | HVE | HVE 15.0 | 15.01 | 15.01 | 2025-12-02 | 2027-12-31
Shanwei BYD Auto Co Ltd | BYD | HVE | HVE 17.1-1 | 17.16 | 17.16 | 2025-12-02 | 2027-12-31
Shanwei BYD Auto Co Ltd | BYD | HVE | HVE 17.1-2 | 17.16 | 17.16 | 2025-12-02 | 2027-12-31
Shanwei BYD Auto Co Ltd | BYD | HVE | HVE 19.2 | 19.29 | 19.29 | 2025-12-02 | 2027-12-31
Shanwei BYD Auto Co Ltd | BYD | HVE | HVE 19.3 | 19.3 | 19.3 | 2025-12-02 | 2027-12-31
Shanwei BYD Auto Co Ltd | BYD | HVE | HVE 21.4 | 21.44 | 21.44 | 2025-12-02 | 2027-12-31
Shanwei BYD Auto Co Ltd | BYD | HVE | HVE 23.5 | 23.58 | 23.58 | 2025-12-02 | 2027-12-31
Shanwei BYD Auto Co Ltd | BYD | HVE | HVE 6.4 | 6.43 | 6.43 | 2025-12-02 | 2027-12-31
Shanwei BYD Auto Co Ltd | BYD | HVE | HVE 8.5 | 8.58 | 8.58 | 2025-12-02 | 2027-12-31
Shanwei BYD Auto Co Ltd | BYD | HVM+ | HVM+ 11.0 | 11.04 | 11.04 | 2026-06-30 | 2027-12-31
Shanwei BYD Auto Co Ltd | BYD | HVM+ | HVM+ 13.8 | 13.8 | 13.8 | 2026-06-30 | 2027-12-31
Shanwei BYD Auto Co Ltd | BYD | HVM+ | HVM+ 16.6 | 16.56 | 16.56 | 2026-06-30 | 2027-12-31
Shanwei BYD Auto Co Ltd | BYD | HVM+ | HVM+ 19.3 | 19.32 | 19.32 | 2026-06-30 | 2027-12-31
Shanwei BYD Auto Co Ltd | BYD | HVM+ | HVM+ 22.1 | 22.08 | 22.08 | 2026-06-30 | 2027-12-31
Shanwei BYD Auto Co Ltd | BYD | HVM+ | HVM+ 8.3 | 8.28 | 8.28 | 2026-06-30 | 2027-12-31
SHENZHEN ACE BATTERY CO LTD | Acetech | Acetech 100AH Energy Storage Battery | ZE23171 | 5.12 | 4.608 | 2026-01-23 | 2027-12-31
SHENZHEN ACE BATTERY CO LTD | Acetech | NA | ZE24056 | 16.077 | 14.469 | 2026-01-28 | 2027-12-31
Shenzhen BYD Electronics Co Ltd | BYD | HVM | HVM 11.0 | 11.04 | 11.04 | 2023-06-08 | 2026-12-05
Shenzhen BYD Electronics Co Ltd | BYD | HVM | HVM 13.8 | 13.8 | 13.8 | 2023-06-08 | 2026-12-05
Shenzhen BYD Electronics Co Ltd | BYD | HVM | HVM 16.6 | 16.56 | 16.56 | 2023-06-08 | 2026-12-05
Shenzhen BYD Electronics Co Ltd | BYD | HVM | HVM 19.3 | 19.32 | 19.32 | 2023-06-08 | 2026-12-05
Shenzhen BYD Electronics Co Ltd | BYD | HVM | HVM 22.1 | 22.08 | 22.08 | 2023-06-08 | 2026-12-05
Shenzhen BYD Electronics Co Ltd | BYD | HVM | HVM 8.3 | 8.28 | 8.28 | 2023-06-08 | 2026-12-05
Shenzhen BYD Electronics Co Ltd | BYD | HVS | HVS 10.2 | 10.24 | 10.24 | 2023-10-19 | 2027-01-17
Shenzhen BYD Electronics Co Ltd | BYD | HVS | HVS 12.8 | 12.8 | 12.8 | 2023-10-19 | 2027-01-17
Shenzhen BYD Electronics Co Ltd | BYD | HVS | HVS 5.1 | 5.12 | 5.12 | 2023-10-19 | 2027-01-17
Shenzhen BYD Electronics Co Ltd | BYD | HVS | HVS 7.7 | 7.68 | 7.68 | 2023-10-19 | 2027-01-17
Shenzhen BYD Electronics Co Ltd | BYD | Battery-Box | LV Flex | 5 | 5 | 2025-06-25 | 2027-12-31
Shenzhen BYD Electronics Co Ltd | BYD | LVS | LVS 12.0 | 12 | 12 | 2023-10-31 | 2026-12-07
Shenzhen BYD Electronics Co Ltd | BYD | LVS | LVS 16.0 | 16 | 16 | 2023-10-31 | 2026-12-07
Shenzhen BYD Electronics Co Ltd | BYD | LVS | LVS 20.0 | 20 | 20 | 2023-10-31 | 2026-12-07
Shenzhen BYD Electronics Co Ltd | BYD | LVS | LVS 24.0 | 24 | 24 | 2023-10-31 | 2026-12-07
Shenzhen BYD Electronics Co Ltd | BYD | LVS | LVS 4.0 | 4 | 4 | 2023-10-31 | 2026-12-07
Shenzhen BYD Electronics Co Ltd | BYD | LVS | LVS 8.0 | 8 | 8 | 2023-10-31 | 2026-12-07
Shenzhen Coslight Power Technology Co Ltd | COSPOWERS | CE-X-S | CE-10-S | 10.24 | 9.216 | 2026-08-28 | 2027-12-31
Shenzhen Coslight Power Technology Co Ltd | COSPOWERS | CE-X-S | CE-15-S | 15.36 | 13.824 | 2026-08-28 | 2027-12-31
Shenzhen Coslight Power Technology Co Ltd | COSPOWERS | CE-X-S | CE-20-S | 20.48 | 18.432 | 2026-08-28 | 2027-12-31
Shenzhen Coslight Power Technology Co Ltd | COSPOWERS | CE-X-S | CE-25-S | 25.6 | 23.04 | 2026-08-28 | 2027-12-31
Shenzhen Coslight Power Technology Co Ltd | COSPOWERS | CE-X-S | CE-30-S | 30.72 | 27.64 | 2026-08-28 | 2027-12-31
Shenzhen GivEnergy Co Ltd | GivEnergy | All In One | GIV-AIO-AC-13.5 (AS4777-2 2020) | 13.5 | 13.5 | 2024-02-21 | 2027-02-21
Shenzhen GivEnergy Co Ltd | GivEnergy | All In One | GIV-AIO-AC-13.5 + Backup (AS4777-2 2020) | 13.5 | 13.5 | 2024-02-21 | 2027-02-21
Shenzhen GivEnergy Co Ltd | GivEnergy | All In One | GIV-AIO-AC-13.5-3.6 (AS4777-2 2020) | 13.5 | 13.5 | 2024-02-21 | 2027-02-21
Shenzhen GivEnergy Co Ltd | GivEnergy | All In One | GIV-AIO-AC-13.5-3.6 + Backup (AS4777-2 2020) | 13.5 | 13.5 | 2024-02-21 | 2027-02-21
Shenzhen GivEnergy Co Ltd | GivEnergy | All In One | GIV-AIO-AC-13.5-4.6 (AS4777-2 2020) | 13.5 | 13.5 | 2024-02-21 | 2027-02-21
Shenzhen GivEnergy Co Ltd | GivEnergy | All In One | GIV-AIO-AC-13.5-4.6 + Backup (AS4777-2 2020) | 13.5 | 13.5 | 2024-02-21 | 2027-02-21
Shenzhen GivEnergy Co Ltd | GivEnergy | All In One | GIV-AIO-AC-13.5-5.0 (AS4777-2 2020) | 13.5 | 13.5 | 2024-02-21 | 2027-02-21
Shenzhen GivEnergy Co Ltd | GivEnergy | All In One | GIV-AIO-AC-13.5-5.0 + Backup (AS4777-2 2020) | 13.5 | 13.5 | 2024-02-21 | 2027-02-21
Shenzhen GivEnergy Co Ltd | GivEnergy | GivEnergy HV series | GIV-BAT-10.2-HV | 11.98 | 10.2 | 2025-04-28 | 2027-12-31
Shenzhen GivEnergy Co Ltd | GivEnergy | GivEnergy HV series | GIV-BAT-13.6-HV | 15.97 | 13.6 | 2025-04-28 | 2027-12-31
Shenzhen GivEnergy Co Ltd | GivEnergy | GivEnergy HV series | GIV-BAT-17.0-HV | 19.97 | 17 | 2025-04-28 | 2027-12-31
Shenzhen GivEnergy Co Ltd | GivEnergy | GivEnergy HV series | GIV-BAT-20.4-HV | 23.96 | 20.4 | 2025-04-28 | 2027-12-31
Shenzhen GivEnergy Co Ltd | GivEnergy | GivEnergy HV series | GIV-BAT-3.4-HV | 3.993 | 3.4 | 2025-04-28 | 2027-12-31
Shenzhen GivEnergy Co Ltd | GivEnergy | GivEnergy Single Phase series | GIV-BAT-9.5-G3 | 9.5 | 9.5 | 2025-03-06 | 2027-12-31
Shenzhen Growatt New Energy Co Ltd | GROWATT | ALP | ALP 10.0L-E2 | 10 | 10 | 2026-01-16 | 2027-12-31
Shenzhen Growatt New Energy Co Ltd | GROWATT | ALP | ALP 15.0L-E2 | 15 | 15 | 2026-01-16 | 2027-12-31
Shenzhen Growatt New Energy Co Ltd | GROWATT | ALP | ALP 20.0L-E2 | 20 | 20 | 2026-01-16 | 2027-12-31
Shenzhen Growatt New Energy Co Ltd | GROWATT | ALP | ALP 25.0L-E2 | 25 | 25 | 2026-01-16 | 2027-12-31
Shenzhen Growatt New Energy Co Ltd | GROWATT | ALP | ALP 30.0L-E2 | 30 | 30 | 2026-01-16 | 2027-12-31
Shenzhen Growatt New Energy Co Ltd | GROWATT | ALP | ALP 35.0L-E2 | 35 | 35 | 2026-01-16 | 2027-12-31
Shenzhen Growatt New Energy Co Ltd | GROWATT | ALP | ALP 40.0L-E2 | 40 | 40 | 2026-01-16 | 2027-12-31
Shenzhen Growatt New Energy Co Ltd | GROWATT | ALP LV | ALP 45.0L-E1 | 45 | 45 | 2026-02-05 | 2027-12-31
Shenzhen Growatt New Energy Co Ltd | GROWATT | ALP | ALP 45.0L-E2 | 45 | 45 | 2026-01-16 | 2027-12-31
Shenzhen Growatt New Energy Co Ltd | GROWATT | ALP | ALP 5.0L-E2 | 5 | 5 | 2026-01-16 | 2027-12-31
Shenzhen Growatt New Energy Co Ltd | GROWATT | ALP LV | ALP 50.0L-E1 | 50 | 50 | 2026-02-05 | 2027-12-31
Shenzhen Growatt New Energy Co Ltd | GROWATT | ALP | ALP 50.0L-E2 | 50 | 50 | 2026-01-16 | 2027-12-31
Shenzhen Growatt New Energy Co Ltd | GROWATT | APX | APX 10.0P-S0 | 10 | 9 | 2024-11-14 | 2027-11-14
Shenzhen Growatt New Energy Co Ltd | GROWATT | APX | APX 10.0P-S0 AU | 10 | 10 | 2026-04-23 | 2027-12-31
Shenzhen Growatt New Energy Co Ltd | GROWATT | APX S1 | APX 10.0P-S1 | 10 | 9 | 2023-11-01 | 2026-11-01
Shenzhen Growatt New Energy Co Ltd | GROWATT | APX S2 | APX 10.0P-S2 | 10 | 9 | 2023-11-30 | 2026-11-30
Shenzhen Growatt New Energy Co Ltd | GROWATT | APX S2 | APX 10.0P-S2 AU | 10 | 10 | 2026-04-23 | 2027-12-31
Shenzhen Growatt New Energy Co Ltd | GROWATT | APX | APX 15.0P-S0 | 15 | 13.5 | 2024-11-14 | 2027-11-14
Shenzhen Growatt New Energy Co Ltd | GROWATT | APX | APX 15.0P-S0 AU | 15 | 15 | 2026-04-23 | 2027-12-31
Shenzhen Growatt New Energy Co Ltd | GROWATT | APX S1 | APX 15.0P-S1 | 15 | 13.5 | 2023-11-01 | 2026-11-01
Shenzhen Growatt New Energy Co Ltd | GROWATT | APX S2 | APX 15.0P-S2 | 15 | 13.5 | 2023-11-30 | 2026-11-30
Shenzhen Growatt New Energy Co Ltd | GROWATT | APX S2 | APX 15.0P-S2 AU | 15 | 15 | 2026-04-23 | 2027-12-31
Shenzhen Growatt New Energy Co Ltd | GROWATT | APX | APX 20.0P-S0 | 20 | 18 | 2024-11-14 | 2027-11-14
Shenzhen Growatt New Energy Co Ltd | GROWATT | APX | APX 20.0P-S0 AU | 20 | 20 | 2026-04-23 | 2027-12-31
Shenzhen Growatt New Energy Co Ltd | GROWATT | APX S1 | APX 20.0P-S1 | 20 | 18 | 2023-11-01 | 2026-11-01
Shenzhen Growatt New Energy Co Ltd | GROWATT | APX S2 | APX 20.0P-S2 | 20 | 18 | 2023-11-30 | 2026-11-30
Shenzhen Growatt New Energy Co Ltd | GROWATT | APX S2 | APX 20.0P-S2 AU | 20 | 20 | 2026-04-23 | 2027-12-31
Shenzhen Growatt New Energy Co Ltd | GROWATT | APX | APX 25.0P-S0 | 25 | 22.5 | 2024-11-14 | 2027-11-14
Shenzhen Growatt New Energy Co Ltd | GROWATT | APX | APX 25.0P-S0 AU | 25 | 25 | 2026-04-23 | 2027-12-31
Shenzhen Growatt New Energy Co Ltd | GROWATT | APX S1 | APX 25.0P-S1 | 25 | 22.5 | 2023-11-01 | 2026-11-01
Shenzhen Growatt New Energy Co Ltd | GROWATT | APX S2 | APX 25.0P-S2 | 25 | 22.5 | 2023-11-30 | 2026-11-30
Shenzhen Growatt New Energy Co Ltd | GROWATT | APX S2 | APX 25.0P-S2 AU | 25 | 25 | 2026-04-23 | 2027-12-31
Shenzhen Growatt New Energy Co Ltd | GROWATT | APXAPX | APX 30.0P-S0 | 30 | 27 | 2024-11-14 | 2027-11-14
Shenzhen Growatt New Energy Co Ltd | GROWATT | APX | APX 30.0P-S0 AU | 30 | 30 | 2026-04-23 | 2027-12-31
Shenzhen Growatt New Energy Co Ltd | GROWATT | APX S1 | APX 30.0P-S1 | 30 | 27 | 2023-11-01 | 2026-11-01
Shenzhen Growatt New Energy Co Ltd | GROWATT | APX S2 | APX 30.0P-S2 | 30 | 27 | 2023-11-30 | 2026-11-30
Shenzhen Growatt New Energy Co Ltd | GROWATT | APX S2 | APX 30.0P-S2 AU | 30 | 30 | 2026-04-23 | 2027-12-31
Shenzhen Growatt New Energy Co Ltd | GROWATT | APX | APX 5.0P-S0 | 5 | 4.5 | 2024-11-14 | 2027-11-14
Shenzhen Growatt New Energy Co Ltd | GROWATT | APX | APX 5.0P-S0 AU | 5 | 5 | 2026-04-23 | 2027-12-31
Shenzhen Growatt New Energy Co Ltd | GROWATT | APX S1 | APX 5.0P-S1 | 5 | 4.5 | 2023-11-01 | 2026-11-01
Shenzhen Growatt New Energy Co Ltd | GROWATT | APX S2 | APX 5.0P-S2 | 5 | 4.5 | 2023-11-30 | 2026-11-30
Shenzhen Growatt New Energy Co Ltd | GROWATT | APX S2 | APX 5.0P-S2 AU | 5 | 5 | 2026-04-23 | 2027-12-31
Shenzhen GSL Energy Co Ltd | GSL ENERGY | NA | GSL051200A-B-GBP2 | 10.24 | 8.192 | 2023-08-23 | 2026-08-23
Shenzhen GSL Energy Co Ltd | GSL ENERGY | NA | GSL051280A-B-GBP2 | 14.34 | 11.472 | 2023-08-30 | 2026-08-30
Shenzhen GSL Energy Co Ltd | GSL ENERGY | GSL-051280A-B-GBP2 | GSL-051280A-B-GBP2-IP65 | 14.34 | 13.623 | 2025-12-04 | 2027-12-31
Shenzhen Hithium Hero Energy Equity Technology Co Ltd | HITHIUM | HeroEE | HeroEE 16 | 16.08 | 16.08 | 2026-07-24 | 2027-12-31
Shenzhen Kstar New Energy Company Limited | KSTAR | BluePulse | BC63DE2-AU | 64.512 | 64.512 | 2026-06-26 | 2027-12-31
Shenzhen Kstar New Energy Company Limited | KSTAR | BluePulse | BC70DE2 | 71.68 | 64.512 | 2026-06-26 | 2027-12-31
Shenzhen Kstar New Energy Company Limited | KSTAR | BluePulse | BC80DE2-AU | 80.64 | 80.64 | 2026-06-26 | 2027-12-31
Shenzhen Kstar New Energy Company Limited | KSTAR | BluePulse | BC89DE2 | 89.6 | 80.64 | 2026-06-26 | 2027-12-31
Shenzhen Kstar New Energy Company Limited | KSTAR | BluePulse | BC96DE2-AU | 96.768 | 96.768 | 2026-06-26 | 2027-12-31
Shenzhen Kstar New Energy Company Limited | Kstar | BluE-Pack BAT | BluE-Pack-10.2-16S-100A-F | 10.24 | 9.2 | 2022-09-12 | 2025-09-12
Shenzhen Kstar New Energy Company Limited | Kstar | BluE-Pack BAT | BluE-Pack-10.2-16S-100A-N | 10.24 | 9.2 | 2022-09-12 | 2025-09-12
Shenzhen Kstar New Energy Company Limited | Kstar | BluE-Pack BAT | BluE-Pack-15.3-16S-100A-F | 15.36 | 13.8 | 2022-09-12 | 2025-09-12
Shenzhen Kstar New Energy Company Limited | Kstar | BluE-Pack BAT | BluE-Pack-15.3-16S-100A-N | 15.36 | 13.8 | 2022-09-12 | 2025-09-12
Shenzhen Kstar New Energy Company Limited | Kstar | BluE-Pack BAT | BluE-Pack-20.4-16S-100A-F | 20.48 | 18.4 | 2022-09-12 | 2025-09-12
Shenzhen Kstar New Energy Company Limited | Kstar | BluE-Pack BAT | BluE-Pack-20.4-16S-100A-N | 20.48 | 18.4 | 2022-09-12 | 2025-09-12
Shenzhen Kstar New Energy Company Limited | Kstar | BluE-Pack BAT | BluE-Pack-25.5-16S-100A-F | 25.6 | 23 | 2022-09-12 | 2025-09-12
Shenzhen Kstar New Energy Company Limited | Kstar | BluE-Pack BAT | BluE-Pack-25.5-16S-100A-N | 25.6 | 23 | 2022-09-12 | 2025-09-12
Shenzhen Kstar New Energy Company Limited | Kstar | BluE-Pack BAT | BluE-Pack-5.1-16S-100A-F | 5.12 | 4.6 | 2022-09-12 | 2025-09-12
Shenzhen Kstar New Energy Company Limited | Kstar | BluE-Pack BAT | BluE-Pack-5.1-16S-100A-N | 5.12 | 4.6 | 2022-09-12 | 2025-09-12
Shenzhen Kstar New Energy Company Limited | KSTAR | BlueSpark | BP48100PF1A-G2 | 5.12 | 5.01 | 2026-06-04 | 2027-12-31
Shenzhen Kstar New Energy Company Limited | KSTAR | BlueSpark | BP48100PF1A-G2-2P | 10.24 | 10.03 | 2026-06-04 | 2027-12-31
Shenzhen Kstar New Energy Company Limited | KSTAR | BlueSpark | BP48100PF1A-G2-3P | 15.36 | 15.05 | 2026-06-04 | 2027-12-31
Shenzhen Kstar New Energy Company Limited | KSTAR | BlueSpark | BP48100PF1A-G2-4P | 20.48 | 20.07 | 2026-06-04 | 2027-12-31
Shenzhen Kstar New Energy Company Limited | KSTAR | BlueSpark | BP48100PF1A-G2-5P | 25.6 | 25.09 | 2026-06-04 | 2027-12-31
Shenzhen Kstar New Energy Company Limited | KSTAR | BlueSpark | BP48100PF1A-G2-6P | 30.72 | 30.1 | 2026-06-04 | 2027-12-31
Shenzhen Kstar New Energy Company Limited | KSTAR | BlueSpark | BP48100PF1A-G2-7P | 35.84 | 35.12 | 2026-06-04 | 2027-12-31
Shenzhen Kstar New Energy Company Limited | KSTAR | BlueSpark | BP48100PF1A-G2-8P | 40.96 | 40.14 | 2026-06-04 | 2027-12-31
Shenzhen OLiPower Energy & Automation Technology Co Ltd | OLiPower | BRE-B | BRE-B-14K | 14.336 | 12.902 | 2023-02-28 | 2026-02-28
Shenzhen OLiPower Energy & Automation Technology Co Ltd | OLiPower | BRE-B2 | BRE-B2-14K | 14 | 13.3 | 2026-10-16 | 2027-12-31
Shenzhen OLiPower Energy & Automation Technology Co Ltd | OLiPower | BRE-B2 | BRE-B2-16K-01 | 16 | 15.2 | 2026-10-16 | 2027-12-31
Shenzhen OLiPower Energy & Automation Technology Co Ltd | OLiPower | BRE-B2 | BRE-B2-16K-02 | 16 | 15.2 | 2026-10-16 | 2027-12-31
Shenzhen OLiPower Energy & Automation Technology Co Ltd | OLiPower | LB | LB51100 | 5.12 | 4.096 | 2023-02-28 | 2026-02-28
Shenzhen OLiPower Energy & Automation Technology Co Ltd | OLiPower | OLP-EB | OLP-EB-V309_E63 | 63.67 | 60.48 | 2026-03-27 | 2027-12-31
Shenzhen OLiPower Energy & Automation Technology Co Ltd | OLiPower | OLP-EB | OLP-EB-V309_E63-AO01 | 63.67 | 60.48 | 2026-03-27 | 2027-12-31
Shenzhen OLiPower Energy & Automation Technology Co Ltd | OLiPower | OLP-EB | OLP-EB-V386_E79 | 79.59 | 75.61 | 2026-03-27 | 2027-12-31
Shenzhen OLiPower Energy & Automation Technology Co Ltd | OLiPower | OLP-EB | OLP-EB-V386_E79-AO01 | 79.59 | 75.61 | 2026-03-27 | 2027-12-31
Shenzhen OLiPower Energy & Automation Technology Co Ltd | OLiPower | OLP-EB | OLP-EB-V463_E95 | 95.51 | 90.73 | 2026-03-27 | 2027-12-31
Shenzhen OLiPower Energy & Automation Technology Co Ltd | OLiPower | OLP-EB | OLP-EB-V463_E95-AO01 | 95.51 | 90.73 | 2026-03-27 | 2027-12-31
SHENZHEN POWEROAK NEWENER CO LTD | BLUETTI | NA | B500 | 4.96 | 4.46 | 2024-05-27 | 2027-05-27
SHENZHEN POWEROAK NEWENER CO LTD | BLUETTI | B5000 | B5000-2S | 14.75 | 13.27 | 2025-10-24 | 2027-12-31
SHENZHEN POWEROAK NEWENER CO LTD | BLUETTI | B5000 | B5000-3S | 22.12 | 19.9 | 2025-10-24 | 2027-12-31
SHENZHEN POWEROAK NEWENER CO LTD | BLUETTI | B5000 | B5000-4S | 29.5 | 26.54 | 2025-10-24 | 2027-12-31
SHENZHEN POWEROAK NEWENER CO LTD | BLUETTI | B5000 | B5000-5S | 36.87 | 33.17 | 2025-10-24 | 2027-12-31
SHENZHEN POWEROAK NEWENER CO LTD | BLUETTI | B5000 | B5000-6S | 44.24 | 39.81 | 2025-10-24 | 2027-12-31
SHENZHEN POWEROAK NEWENER CO LTD | BLUETTI | B5000 | B5000-7S | 51.61 | 46.44 | 2025-10-24 | 2027-12-31
SHENZHEN POWEROAK NEWENER CO LTD | BLUETTI | B500 | B500A | 4.8 | 4.656 | 2026-07-06 | 2027-12-31
Shenzhen Rongweixin Technology Co Ltd | Rosiyar | ROS | ROS-LUXAR-16 | 16.08 | 14.47 | 2026-09-14 | 2027-12-31
Shenzhen SOFAR SOLAR Co Ltd | SOFAR SOLAR | BTS | BTS 5K | 5.12 | 4.75 | 2023-02-07 | 2026-02-07
Shenzhen UZ Energy Limited | UZ ENERGY | Power Lite | L051100-A1 | 5.12 | 5.12 | 2024-05-15 | 2027-05-15
Shenzhen UZ Energy Limited | UZ ENERGY | Power Lite Plus | PLPA-L1-10K2 | 10.24 | 10.24 | 2023-07-07 | 2026-11-19
Shenzhen UZ Energy Limited | UZ ENERGY | Power Lite Plus | PLPA-L1-5K1 | 5.12 | 5.12 | 2023-07-07 | 2026-10-05
Shenzhen Xihe Future Technology Co Ltd | MANGO POWER | Mango Power M | M LFP Battery 280Ah | 14.3 | 13.585 | 2025-11-19 | 2027-12-31
Sigenergy Technology Co Ltd | Sigenergy | SigenStack Energy Storage System | SigenStack M2-0.5C-BST-4/48.23 kWh | 48.23 | 46.8 | 2026-02-17 | 2027-12-31
Sigenergy Technology Co Ltd | Sigenergy | SigenStack Energy Storage System | SigenStack M2-0.5C-BST-5/60.29 kWh | 60.29 | 58.5 | 2026-02-17 | 2027-12-31
Sigenergy Technology Co Ltd | Sigenergy | SigenStack Energy Storage System | SigenStack M2-0.5C-BST-6/72.35 kWh | 72.35 | 70.2 | 2026-02-17 | 2027-12-31
Sigenergy Technology Co Ltd | Sigenergy | SigenStack Energy Storage System | SigenStack M2-0.5C-BST-7/84.4 kWh | 84.4 | 81.9 | 2026-02-17 | 2027-12-31
Sigenergy Technology Co Ltd | Sigenergy | SigenStack Energy Storage System | SigenStack M2-0.5C-BST-8/96.46 kWh | 96.46 | 93.6 | 2026-02-17 | 2027-12-31
Sigenergy Technology Co Ltd | Sigenergy | SigenStack Energy Storage System | SigenStack M2-1C-BST-4/48.23 kWh | 48.23 | 46.8 | 2026-02-17 | 2027-12-31
Sigenergy Technology Co Ltd | Sigenergy | SigenStack Energy Storage System | SigenStack M2-1C-BST-5/60.29 kWh | 60.29 | 58.5 | 2026-02-17 | 2027-12-31
Sigenergy Technology Co Ltd | Sigenergy | SigenStack Energy Storage System | SigenStack M2-1C-BST-6/72.35 kWh | 72.35 | 70.2 | 2026-02-17 | 2027-12-31
Sigenergy Technology Co Ltd | Sigenergy | SigenStack Energy Storage System | SigenStack M2-1C-BST-7/84.4 kWh | 84.4 | 81.9 | 2026-02-17 | 2027-12-31
Sigenergy Technology Co Ltd | Sigenergy | SigenStack Energy Storage System | SigenStack M2-1C-BST-8/96.46 kWh | 96.46 | 93.6 | 2026-02-17 | 2027-12-31
Sigenergy Technology Co Ltd | Sigenergy | Sigen Energy Storage System | SigenStor-10S-11.4 (AS4777-2 2020) | 11.4 | 11.3 | 2026-04-16 | 2027-12-31
Sigenergy Technology Co Ltd | Sigenergy | Sigen Energy Storage System | SigenStor-10S-12.04 (AS4777-2 2020) | 12.04 | 12 | 2026-04-16 | 2027-12-31
Sigenergy Technology Co Ltd | Sigenergy | Sigen Energy Storage System | SigenStor-10S-14.08 (AS4777-2 2020) | 14.08 | 14 | 2026-04-16 | 2027-12-31
Sigenergy Technology Co Ltd | Sigenergy | Sigen Energy Storage System | SigenStor-10S-14.42 (AS4777-2 2020) | 14.42 | 14.3 | 2026-04-16 | 2027-12-31
Sigenergy Technology Co Ltd | Sigenergy | Sigen Energy Storage System | SigenStor-10S-15.06 (AS4777-2 2020) | 15.06 | 15 | 2026-04-16 | 2027-12-31
Sigenergy Technology Co Ltd | Sigenergy | Sigen Energy Storage System | SigenStor-10S-16.78 (AS4777-2 2020) | 16.78 | 16.6 | 2026-04-16 | 2027-12-31
Sigenergy Technology Co Ltd | Sigenergy | Sigen Energy Storage System | SigenStor-10S-17.1 (AS4777-2 2020) | 17.1 | 17 | 2026-04-16 | 2027-12-31
Sigenergy Technology Co Ltd | Sigenergy | Sigen Energy Storage System | SigenStor-10S-18.08 (AS4777-2 2020) | 18.08 | 18 | 2026-04-16 | 2027-12-31
Sigenergy Technology Co Ltd | Sigenergy | Sigen Energy Storage System | SigenStor-10S-19.46 (AS4777-2 2020) | 19.46 | 19.3 | 2026-04-16 | 2027-12-31
Sigenergy Technology Co Ltd | Sigenergy | Sigen Energy Storage System | SigenStor-10S-19.8 (AS4777-2 2020) | 19.8 | 19.6 | 2026-04-16 | 2027-12-31
Sigenergy Technology Co Ltd | Sigenergy | Sigen Energy Storage System | SigenStor-10S-20.44 (AS4777-2 2020) | 20.44 | 20.3 | 2026-04-16 | 2027-12-31
Sigenergy Technology Co Ltd | Sigenergy | Sigen Energy Storage System | SigenStor-10S-21.08 (AS4777-2 2020) | 21.08 | 21 | 2026-04-16 | 2027-12-31
Sigenergy Technology Co Ltd | Sigenergy | Sigen Energy Storage System | SigenStor-10S-22.14 (AS4777-2 2020) | 22.14 | 22 | 2026-04-16 | 2027-12-31
Sigenergy Technology Co Ltd | Sigenergy | Sigen Energy Storage System | SigenStor-10S-22.48 (AS4777-2 2020) | 22.48 | 22.3 | 2026-04-16 | 2027-12-31
Sigenergy Technology Co Ltd | Sigenergy | Sigen Energy Storage System | SigenStor-10S-23.12 (AS4777-2 2020) | 23.12 | 23 | 2026-04-16 | 2027-12-31
Sigenergy Technology Co Ltd | Sigenergy | Sigen Energy Storage System | SigenStor-10S-23.46 (AS4777-2 2020) | 23.46 | 23.3 | 2026-04-16 | 2027-12-31
Sigenergy Technology Co Ltd | Sigenergy | Sigen Energy Storage System | SigenStor-10S-24.1 (AS4777-2 2020) | 24.1 | 24 | 2026-04-16 | 2027-12-31
Sigenergy Technology Co Ltd | Sigenergy | Sigen Energy Storage System | SigenStor-10S-24.84 (AS4777-2 2020) | 24.84 | 24.6 | 2026-04-16 | 2027-12-31
Sigenergy Technology Co Ltd | Sigenergy | Sigen Energy Storage System | SigenStor-10S-25.16 (AS4777-2 2020) | 25.16 | 25 | 2026-04-16 | 2027-12-31
Sigenergy Technology Co Ltd | Sigenergy | Sigen Energy Storage System | SigenStor-10S-25.82 (AS4777-2 2020) | 25.82 | 25.6 | 2026-04-16 | 2027-12-31
Sigenergy Technology Co Ltd | Sigenergy | Sigen Energy Storage System | SigenStor-10S-26.14 (AS4777-2 2020) | 26.14 | 26 | 2026-04-16 | 2027-12-31
Sigenergy Technology Co Ltd | Sigenergy | Sigen Energy Storage System | SigenStor-10S-27.12 (AS4777-2 2020) | 27.12 | 27 | 2026-04-16 | 2027-12-31
Sigenergy Technology Co Ltd | Sigenergy | Sigen Energy Storage System | SigenStor-10S-27.52 (AS4777-2 2020) | 27.52 | 27.3 | 2026-04-16 | 2027-12-31
Sigenergy Technology Co Ltd | Sigenergy | Sigen Energy Storage System | SigenStor-10S-27.86 (AS4777-2 2020) | 27.86 | 27.6 | 2026-04-16 | 2027-12-31
Sigenergy Technology Co Ltd | Sigenergy | Sigen Energy Storage System | SigenStor-10S-28.5 (AS4777-2 2020) | 28.5 | 28.3 | 2026-04-16 | 2027-12-31
Sigenergy Technology Co Ltd | Sigenergy | Sigen Energy Storage System | SigenStor-10S-28.84 (AS4777-2 2020) | 28.84 | 28.6 | 2026-04-16 | 2027-12-31
Sigenergy Technology Co Ltd | Sigenergy | Sigen Energy Storage System | SigenStor-10S-29.48 (AS4777-2 2020) | 29.48 | 29.3 | 2026-04-16 | 2027-12-31
Sigenergy Technology Co Ltd | Sigenergy | Sigen Energy Storage System | SigenStor-10S-30.12 (AS4777-2 2020) | 30.12 | 30 | 2026-04-16 | 2027-12-31
Sigenergy Technology Co Ltd | Sigenergy | Sigen Energy Storage System | SigenStor-10S-30.2 (AS4777-2 2020) | 30.2 | 30 | 2026-04-16 | 2027-12-31
Sigenergy Technology Co Ltd | Sigenergy | Sigen Energy Storage System | SigenStor-10S-30.54 (AS4777-2 2020) | 30.54 | 30.3 | 2026-04-16 | 2027-12-31
Sigenergy Technology Co Ltd | Sigenergy | Sigen Energy Storage System | SigenStor-10S-31.18 (AS4777-2 2020) | 31.18 | 31 | 2026-04-16 | 2027-12-31
Sigenergy Technology Co Ltd | Sigenergy | Sigen Energy Storage System | SigenStor-10S-31.52 (AS4777-2 2020) | 31.52 | 31.3 | 2026-04-16 | 2027-12-31
Sigenergy Technology Co Ltd | Sigenergy | Sigen Energy Storage System | SigenStor-10S-32.16 (AS4777-2 2020) | 32.16 | 32 | 2026-04-16 | 2027-12-31
Sigenergy Technology Co Ltd | Sigenergy | Sigen Energy Storage System | SigenStor-10S-32.5 (AS4777-2 2020) | 32.5 | 32.3 | 2026-04-16 | 2027-12-31
Sigenergy Technology Co Ltd | Sigenergy | Sigen Energy Storage System | SigenStor-10S-32.9 (AS4777-2 2020) | 32.9 | 32.6 | 2026-04-16 | 2027-12-31
Sigenergy Technology Co Ltd | Sigenergy | Sigen Energy Storage System | SigenStor-10S-33.14 (AS4777-2 2020) | 33.14 | 33 | 2026-04-16 | 2027-12-31
Sigenergy Technology Co Ltd | Sigenergy | Sigen Energy Storage System | SigenStor-10S-33.22 (AS4777-2 2020) | 33.22 | 33 | 2026-04-16 | 2027-12-31
Sigenergy Technology Co Ltd | Sigenergy | Sigen Energy Storage System | SigenStor-10S-33.88 (AS4777-2 2020) | 33.88 | 33.6 | 2026-04-16 | 2027-12-31
Sigenergy Technology Co Ltd | Sigenergy | Sigen Energy Storage System | SigenStor-10S-34.2 (AS4777-2 2020) | 34.2 | 34 | 2026-04-16 | 2027-12-31
Sigenergy Technology Co Ltd | Sigenergy | Sigen Energy Storage System | SigenStor-10S-34.86 (AS4777-2 2020) | 34.86 | 34.6 | 2026-04-16 | 2027-12-31
Sigenergy Technology Co Ltd | Sigenergy | Sigen Energy Storage System | SigenStor-10S-35.18 (AS4777-2 2020) | 35.18 | 35 | 2026-04-16 | 2027-12-31
Sigenergy Technology Co Ltd | Sigenergy | Sigen Energy Storage System | SigenStor-10S-35.58 (AS4777-2 2020) | 35.58 | 35.3 | 2026-04-16 | 2027-12-31
Sigenergy Technology Co Ltd | Sigenergy | Sigen Energy Storage System | SigenStor-10S-35.92 (AS4777-2 2020) | 35.92 | 35.6 | 2026-04-16 | 2027-12-31
Sigenergy Technology Co Ltd | Sigenergy | Sigen Energy Storage System | SigenStor-10S-36.16 (AS4777-2 2020) | 36.16 | 36 | 2026-04-16 | 2027-12-31
Sigenergy Technology Co Ltd | Sigenergy | Sigen Energy Storage System | SigenStor-10S-36.56 (AS4777-2 2020) | 36.56 | 36.3 | 2026-04-16 | 2027-12-31
Sigenergy Technology Co Ltd | Sigenergy | Sigen Energy Storage System | SigenStor-10S-36.9 (AS4777-2 2020) | 36.9 | 36.6 | 2026-04-16 | 2027-12-31
Sigenergy Technology Co Ltd | Sigenergy | Sigen Energy Storage System | SigenStor-10S-37.54 (AS4777-2 2020) | 37.54 | 37.3 | 2026-04-16 | 2027-12-31
Sigenergy Technology Co Ltd | Sigenergy | Sigen Energy Storage System | SigenStor-10S-37.88 (AS4777-2 2020) | 37.88 | 37.6 | 2026-04-16 | 2027-12-31
Sigenergy Technology Co Ltd | Sigenergy | Sigen Energy Storage System | SigenStor-10S-38.26 (AS4777-2 2020) | 38.26 | 38 | 2026-04-16 | 2027-12-31
Sigenergy Technology Co Ltd | Sigenergy | Sigen Energy Storage System | SigenStor-10S-38.52 (AS4777-2 2020) | 38.52 | 38.3 | 2026-04-16 | 2027-12-31
Sigenergy Technology Co Ltd | Sigenergy | Sigen Energy Storage System | SigenStor-10S-38.6 (AS4777-2 2020) | 38.6 | 38.3 | 2026-04-16 | 2027-12-31
Sigenergy Technology Co Ltd | Sigenergy | Sigen Energy Storage System | SigenStor-10S-39.16 (AS4777-2 2020) | 39.16 | 39 | 2026-04-16 | 2027-12-31
Sigenergy Technology Co Ltd | Sigenergy | Sigen Energy Storage System | SigenStor-10S-39.24 (AS4777-2 2020) | 39.24 | 39 | 2026-04-16 | 2027-12-31
Sigenergy Technology Co Ltd | Sigenergy | Sigen Energy Storage System | SigenStor-10S-39.58 (AS4777-2 2020) | 39.58 | 39.3 | 2026-04-16 | 2027-12-31
Sigenergy Technology Co Ltd | Sigenergy | Sigen Energy Storage System | SigenStor-10S-40.22 (AS4777-2 2020) | 40.22 | 40 | 2026-04-16 | 2027-12-31
Sigenergy Technology Co Ltd | Sigenergy | Sigen Energy Storage System | SigenStor-10S-40.56 (AS4777-2 2020) | 40.56 | 40.3 | 2026-04-16 | 2027-12-31
Sigenergy Technology Co Ltd | Sigenergy | Sigen Energy Storage System | SigenStor-10S-40.96 (AS4777-2 2020) | 40.96 | 40.6 | 2026-04-16 | 2027-12-31
Sigenergy Technology Co Ltd | Sigenergy | Sigen Energy Storage System | SigenStor-10S-41.2 (AS4777-2 2020) | 41.2 | 41 | 2026-04-16 | 2027-12-31
Sigenergy Technology Co Ltd | Sigenergy | Sigen Energy Storage System | SigenStor-10S-41.28 (AS4777-2 2020) | 41.28 | 41 | 2026-04-16 | 2027-12-31
Sigenergy Technology Co Ltd | Sigenergy | Sigen Energy Storage System | SigenStor-10S-41.54 (AS4777-2 2020) | 41.54 | 41.3 | 2026-04-16 | 2027-12-31
Sigenergy Technology Co Ltd | Sigenergy | Sigen Energy Storage System | SigenStor-10S-41.94 (AS4777-2 2020) | 41.94 | 41.6 | 2026-04-16 | 2027-12-31
Sigenergy Technology Co Ltd | Sigenergy | Sigen Energy Storage System | SigenStor-10S-42.18 (AS4777-2 2020) | 42.18 | 42 | 2026-04-16 | 2027-12-31
Sigenergy Technology Co Ltd | Sigenergy | Sigen Energy Storage System | SigenStor-10S-42.26 (AS4777-2 2020) | 42.26 | 42 | 2026-04-16 | 2027-12-31
Sigenergy Technology Co Ltd | Sigenergy | Sigen Energy Storage System | SigenStor-10S-42.92 (AS4777-2 2020) | 42.92 | 42.6 | 2026-04-16 | 2027-12-31
Sigenergy Technology Co Ltd | Sigenergy | Sigen Energy Storage System | SigenStor-10S-43.24 (AS4777-2 2020) | 43.24 | 43 | 2026-04-16 | 2027-12-31
Sigenergy Technology Co Ltd | Sigenergy | Sigen Energy Storage System | SigenStor-10S-43.64 (AS4777-2 2020) | 43.64 | 43.3 | 2026-04-16 | 2027-12-31
Sigenergy Technology Co Ltd | Sigenergy | Sigen Energy Storage System | SigenStor-10S-43.9 (AS4777-2 2020) | 43.9 | 43.6 | 2026-04-16 | 2027-12-31
Sigenergy Technology Co Ltd | Sigenergy | Sigen Energy Storage System | SigenStor-10S-43.98 (AS4777-2 2020) | 43.98 | 43.6 | 2026-04-16 | 2027-12-31
Sigenergy Technology Co Ltd | Sigenergy | Sigen Energy Storage System | SigenStor-10S-44.22 (AS4777-2 2020) | 44.22 | 44 | 2026-04-16 | 2027-12-31
Sigenergy Technology Co Ltd | Sigenergy | Sigen Energy Storage System | SigenStor-10S-44.62 (AS4777-2 2020) | 44.62 | 44.3 | 2026-04-16 | 2027-12-31
Sigenergy Technology Co Ltd | Sigenergy | Sigen Energy Storage System | SigenStor-10S-44.96 (AS4777-2 2020) | 44.96 | 44.6 | 2026-04-16 | 2027-12-31
Sigenergy Technology Co Ltd | Sigenergy | Sigen Energy Storage System | SigenStor-10S-45.2 (AS4777-2 2020) | 45.2 | 45 | 2026-04-16 | 2027-12-31
Sigenergy Technology Co Ltd | Sigenergy | Sigen Energy Storage System | SigenStor-10S-45.6 (AS4777-2 2020) | 45.6 | 45.3 | 2026-04-16 | 2027-12-31
Sigenergy Technology Co Ltd | Sigenergy | Sigen Energy Storage System | SigenStor-10S-45.94 (AS4777-2 2020) | 45.94 | 45.6 | 2026-04-16 | 2027-12-31
Sigenergy Technology Co Ltd | Sigenergy | Sigen Energy Storage System | SigenStor-10S-46.32 (AS4777-2 2020) | 46.32 | 46 | 2026-04-16 | 2027-12-31
Sigenergy Technology Co Ltd | Sigenergy | Sigen Energy Storage System | SigenStor-10S-46.58 (AS4777-2 2020) | 46.58 | 46.3 | 2026-04-16 | 2027-12-31
Sigenergy Technology Co Ltd | Sigenergy | Sigen Energy Storage System | SigenStor-10S-46.66 (AS4777-2 2020) | 46.66 | 46.3 | 2026-04-16 | 2027-12-31
Sigenergy Technology Co Ltd | Sigenergy | Sigen Energy Storage System | SigenStor-10S-46.92 (AS4777-2 2020) | 46.92 | 46.6 | 2026-04-16 | 2027-12-31
Sigenergy Technology Co Ltd | Sigenergy | Sigen Energy Storage System | SigenStor-10S-47.3 (AS4777-2 2020) | 47.3 | 47 | 2026-04-16 | 2027-12-31
Sigenergy Technology Co Ltd | Sigenergy | Sigen Energy Storage System | SigenStor-10S-47.56 (AS4777-2 2020) | 47.56 | 47.3 | 2026-04-16 | 2027-12-31
Sigenergy Technology Co Ltd | Sigenergy | Sigen Energy Storage System | SigenStor-10S-47.64 (AS4777-2 2020) | 47.64 | 47.3 | 2026-04-16 | 2027-12-31
Sigenergy Technology Co Ltd | Sigenergy | Sigen Energy Storage System | SigenStor-10S-48.2 (AS4777-2 2020) | 48.2 | 48 | 2026-04-16 | 2027-12-31
Sigenergy Technology Co Ltd | Sigenergy | Sigen Energy Storage System | SigenStor-10S-48.28 (AS4777-2 2020) | 48.28 | 48 | 2026-04-16 | 2027-12-31
Sigenergy Technology Co Ltd | Sigenergy | Sigen Energy Storage System | SigenStor-10S-48.62 (AS4777-2 2020) | 48.62 | 48.3 | 2026-04-16 | 2027-12-31
Sigenergy Technology Co Ltd | Sigenergy | Sigen Energy Storage System | SigenStor-10S-49.26 (AS4777-2 2020) | 49.26 | 49 | 2026-04-16 | 2027-12-31
Sigenergy Technology Co Ltd | Sigenergy | Sigen Energy Storage System | SigenStor-10S-49.34 (AS4777-2 2020) | 49.34 | 49 | 2026-04-16 | 2027-12-31
Sigenergy Technology Co Ltd | Sigenergy | Sigen Energy Storage System | SigenStor-10S-49.6 (AS4777-2 2020) | 49.6 | 49.3 | 2026-04-16 | 2027-12-31
Sigenergy Technology Co Ltd | Sigenergy | Sigen Energy Storage System | SigenStor-10S-50.32 (AS4777-2 2020) | 50.32 | 50 | 2026-04-16 | 2027-12-31
Sigenergy Technology Co Ltd | Sigenergy | Sigen Energy Storage System | SigenStor-10S-50.58 (AS4777-2 2020) | 50.58 | 50.3 | 2026-04-16 | 2027-12-31
Sigenergy Technology Co Ltd | Sigenergy | Sigen Energy Storage System | SigenStor-10S-51.3 (AS4777-2 2020) | 51.3 | 51 | 2026-04-16 | 2027-12-31
Sigenergy Technology Co Ltd | Sigenergy | Sigen Energy Storage System | SigenStor-10S-52.28 (AS4777-2 2020) | 52.28 | 52 | 2026-04-16 | 2027-12-31
Sigenergy Technology Co Ltd | Sigenergy | Sigen Energy Storage System | SigenStor-10S-53.26 (AS4777-2 2020) | 53.26 | 53 | 2026-04-16 | 2027-12-31
Sigenergy Technology Co Ltd | Sigenergy | Sigen Energy Storage System | SigenStor-10S-54.24 (AS4777-2 2020) | 54.24 | 54 | 2026-04-16 | 2027-12-31
Sigenergy Technology Co Ltd | Sigenergy | Sigen Energy Storage System | SigenStor-10S-6.02 (AS4777-2 2020) | 6.02 | 6 | 2026-04-16 | 2027-12-31
Sigenergy Technology Co Ltd | Sigenergy | Sigen Energy Storage System | SigenStor-10S-9.04 (AS4777-2 2020) | 9.04 | 9 | 2026-04-16 | 2027-12-31
Sigenergy Technology Co Ltd | Sigenergy | Sigen Energy Storage System | SigenStor-10S-EV12-11.4 (AS4777-2 2020) | 11.4 | 11.3 | 2026-04-16 | 2027-12-31
Sigenergy Technology Co Ltd | Sigenergy | Sigen Energy Storage System | SigenStor-10S-EV12-12.04 (AS4777-2 2020) | 12.04 | 12 | 2026-04-16 | 2027-12-31
Sigenergy Technology Co Ltd | Sigenergy | Sigen Energy Storage System | SigenStor-10S-EV12-14.08 (AS4777-2 2020) | 14.08 | 14 | 2026-04-16 | 2027-12-31
Sigenergy Technology Co Ltd | Sigenergy | Sigen Energy Storage System | SigenStor-10S-EV12-14.42 (AS4777-2 2020) | 14.42 | 14.3 | 2026-04-16 | 2027-12-31
Sigenergy Technology Co Ltd | Sigenergy | Sigen Energy Storage System | SigenStor-10S-EV12-15.06 (AS4777-2 2020) | 15.06 | 15 | 2026-04-16 | 2027-12-31
Sigenergy Technology Co Ltd | Sigenergy | Sigen Energy Storage System | SigenStor-10S-EV12-16.78 (AS4777-2 2020) | 16.78 | 16.6 | 2026-04-16 | 2027-12-31
Sigenergy Technology Co Ltd | Sigenergy | Sigen Energy Storage System | SigenStor-10S-EV12-17.1 (AS4777-2 2020) | 17.1 | 17 | 2026-04-16 | 2027-12-31
Sigenergy Technology Co Ltd | Sigenergy | Sigen Energy Storage System | SigenStor-10S-EV12-18.08 (AS4777-2 2020) | 18.08 | 18 | 2026-04-16 | 2027-12-31
Sigenergy Technology Co Ltd | Sigenergy | Sigen Energy Storage System | SigenStor-10S-EV12-19.46 (AS4777-2 2020) | 19.46 | 19.3 | 2026-04-16 | 2027-12-31
Sigenergy Technology Co Ltd | Sigenergy | Sigen Energy Storage System | SigenStor-10S-EV12-19.8 (AS4777-2 2020) | 19.8 | 19.6 | 2026-04-16 | 2027-12-31
Sigenergy Technology Co Ltd | Sigenergy | Sigen Energy Storage System | SigenStor-10S-EV12-20.44 (AS4777-2 2020) | 20.44 | 20.3 | 2026-04-16 | 2027-12-31
Sigenergy Technology Co Ltd | Sigenergy | Sigen Energy Storage System | SigenStor-10S-EV12-21.08 (AS4777-2 2020) | 21.08 | 21 | 2026-04-16 | 2027-12-31
Sigenergy Technology Co Ltd | Sigenergy | Sigen Energy Storage System | SigenStor-10S-EV12-22.14 (AS4777-2 2020) | 22.14 | 22 | 2026-04-16 | 2027-12-31
Sigenergy Technology Co Ltd | Sigenergy | Sigen Energy Storage System | SigenStor-10S-EV12-22.48 (AS4777-2 2020) | 22.48 | 22.3 | 2026-04-16 | 2027-12-31
Sigenergy Technology Co Ltd | Sigenergy | Sigen Energy Storage System | SigenStor-10S-EV12-23.12 (AS4777-2 2020) | 23.12 | 23 | 2026-04-16 | 2027-12-31
Sigenergy Technology Co Ltd | Sigenergy | Sigen Energy Storage System | SigenStor-10S-EV12-23.46 (AS4777-2 2020) | 23.46 | 23.3 | 2026-04-16 | 2027-12-31
Sigenergy Technology Co Ltd | Sigenergy | Sigen Energy Storage System | SigenStor-10S-EV12-24.1 (AS4777-2 2020) | 24.1 | 24 | 2026-04-16 | 2027-12-31
Sigenergy Technology Co Ltd | Sigenergy | Sigen Energy Storage System | SigenStor-10S-EV12-24.84 (AS4777-2 2020) | 24.84 | 24.6 | 2026-04-16 | 2027-12-31
Sigenergy Technology Co Ltd | Sigenergy | Sigen Energy Storage System | SigenStor-10S-EV12-25.16 (AS4777-2 2020) | 25.16 | 25 | 2026-04-16 | 2027-12-31
Sigenergy Technology Co Ltd | Sigenergy | Sigen Energy Storage System | SigenStor-10S-EV12-25.82 (AS4777-2 2020) | 25.82 | 25.6 | 2026-04-16 | 2027-12-31
Sigenergy Technology Co Ltd | Sigenergy | Sigen Energy Storage System | SigenStor-10S-EV12-26.14 (AS4777-2 2020) | 26.14 | 26 | 2026-04-16 | 2027-12-31
Sigenergy Technology Co Ltd | Sigenergy | Sigen Energy Storage System | SigenStor-10S-EV12-27.12 (AS4777-2 2020) | 27.12 | 27 | 2026-04-16 | 2027-12-31
Sigenergy Technology Co Ltd | Sigenergy | Sigen Energy Storage System | SigenStor-10S-EV12-27.52 (AS4777-2 2020) | 27.52 | 27.3 | 2026-04-16 | 2027-12-31
Sigenergy Technology Co Ltd | Sigenergy | Sigen Energy Storage System | SigenStor-10S-EV12-27.86 (AS4777-2 2020) | 27.86 | 27.6 | 2026-04-16 | 2027-12-31
Sigenergy Technology Co Ltd | Sigenergy | Sigen Energy Storage System | SigenStor-10S-EV12-28.5 (AS4777-2 2020) | 28.5 | 28.3 | 2026-04-16 | 2027-12-31
Sigenergy Technology Co Ltd | Sigenergy | Sigen Energy Storage System | SigenStor-10S-EV12-28.84 (AS4777-2 2020) | 28.84 | 28.6 | 2026-04-16 | 2027-12-31
Sigenergy Technology Co Ltd | Sigenergy | Sigen Energy Storage System | SigenStor-10S-EV12-29.48 (AS4777-2 2020) | 29.48 | 29.3 | 2026-04-16 | 2027-12-31
Sigenergy Technology Co Ltd | Sigenergy | Sigen Energy Storage System | SigenStor-10S-EV12-30.12 (AS4777-2 2020) | 30.12 | 30 | 2026-04-16 | 2027-12-31
Sigenergy Technology Co Ltd | Sigenergy | Sigen Energy Storage System | SigenStor-10S-EV12-30.2 (AS4777-2 2020) | 30.2 | 30 | 2026-04-16 | 2027-12-31
Sigenergy Technology Co Ltd | Sigenergy | Sigen Energy Storage System | SigenStor-10S-EV12-30.54 (AS4777-2 2020) | 30.54 | 30.3 | 2026-04-16 | 2027-12-31
Sigenergy Technology Co Ltd | Sigenergy | Sigen Energy Storage System | SigenStor-10S-EV12-31.18 (AS4777-2 2020) | 31.18 | 31 | 2026-04-16 | 2027-12-31
Sigenergy Technology Co Ltd | Sigenergy | Sigen Energy Storage System | SigenStor-10S-EV12-31.52 (AS4777-2 2020) | 31.52 | 31.3 | 2026-04-16 | 2027-12-31
Sigenergy Technology Co Ltd | Sigenergy | Sigen Energy Storage System | SigenStor-10S-EV12-32.16 (AS4777-2 2020) | 32.16 | 32 | 2026-04-16 | 2027-12-31
Sigenergy Technology Co Ltd | Sigenergy | Sigen Energy Storage System | SigenStor-10S-EV12-32.5 (AS4777-2 2020) | 32.5 | 32.3 | 2026-04-16 | 2027-12-31
Sigenergy Technology Co Ltd | Sigenergy | Sigen Energy Storage System | SigenStor-10S-EV12-32.9 (AS4777-2 2020) | 32.9 | 32.6 | 2026-04-16 | 2027-12-31
Sigenergy Technology Co Ltd | Sigenergy | Sigen Energy Storage System | SigenStor-10S-EV12-33.14 (AS4777-2 2020) | 33.14 | 33 | 2026-04-16 | 2027-12-31
Sigenergy Technology Co Ltd | Sigenergy | Sigen Energy Storage System | SigenStor-10S-EV12-33.22 (AS4777-2 2020) | 33.22 | 33 | 2026-04-16 | 2027-12-31
Sigenergy Technology Co Ltd | Sigenergy | Sigen Energy Storage System | SigenStor-10S-EV12-33.88 (AS4777-2 2020) | 33.88 | 33.6 | 2026-04-16 | 2027-12-31
Sigenergy Technology Co Ltd | Sigenergy | Sigen Energy Storage System | SigenStor-10S-EV12-34.2 (AS4777-2 2020) | 34.2 | 34 | 2026-04-16 | 2027-12-31
Sigenergy Technology Co Ltd | Sigenergy | Sigen Energy Storage System | SigenStor-10S-EV12-34.86 (AS4777-2 2020) | 34.86 | 34.6 | 2026-04-16 | 2027-12-31
Sigenergy Technology Co Ltd | Sigenergy | Sigen Energy Storage System | SigenStor-10S-EV12-35.18 (AS4777-2 2020) | 35.18 | 35 | 2026-04-16 | 2027-12-31
Sigenergy Technology Co Ltd | Sigenergy | Sigen Energy Storage System | SigenStor-10S-EV12-35.58 (AS4777-2 2020) | 35.58 | 35.3 | 2026-04-16 | 2027-12-31
Sigenergy Technology Co Ltd | Sigenergy | Sigen Energy Storage System | SigenStor-10S-EV12-35.92 (AS4777-2 2020) | 35.92 | 35.6 | 2026-04-16 | 2027-12-31
Sigenergy Technology Co Ltd | Sigenergy | Sigen Energy Storage System | SigenStor-10S-EV12-36.16 (AS4777-2 2020) | 36.16 | 36 | 2026-04-16 | 2027-12-31
Sigenergy Technology Co Ltd | Sigenergy | Sigen Energy Storage System | SigenStor-10S-EV12-36.56 (AS4777-2 2020) | 36.56 | 36.3 | 2026-04-16 | 2027-12-31
Sigenergy Technology Co Ltd | Sigenergy | Sigen Energy Storage System | SigenStor-10S-EV12-36.9 (AS4777-2 2020) | 36.9 | 36.6 | 2026-04-16 | 2027-12-31
Sigenergy Technology Co Ltd | Sigenergy | Sigen Energy Storage System | SigenStor-10S-EV12-37.54 (AS4777-2 2020) | 37.54 | 37.3 | 2026-04-16 | 2027-12-31
Sigenergy Technology Co Ltd | Sigenergy | Sigen Energy Storage System | SigenStor-10S-EV12-37.88 (AS4777-2 2020) | 37.88 | 37.6 | 2026-04-16 | 2027-12-31
Sigenergy Technology Co Ltd | Sigenergy | Sigen Energy Storage System | SigenStor-10S-EV12-38.26 (AS4777-2 2020) | 38.26 | 38 | 2026-04-16 | 2027-12-31
Sigenergy Technology Co Ltd | Sigenergy | Sigen Energy Storage System | SigenStor-10S-EV12-38.52 (AS4777-2 2020) | 38.52 | 38.3 | 2026-04-16 | 2027-12-31
Sigenergy Technology Co Ltd | Sigenergy | Sigen Energy Storage System | SigenStor-10S-EV12-38.6 (AS4777-2 2020) | 38.6 | 38.3 | 2026-04-16 | 2027-12-31
Sigenergy Technology Co Ltd | Sigenergy | Sigen Energy Storage System | SigenStor-10S-EV12-39.16 (AS4777-2 2020) | 39.16 | 39 | 2026-04-16 | 2027-12-31
Sigenergy Technology Co Ltd | Sigenergy | Sigen Energy Storage System | SigenStor-10S-EV12-39.24 (AS4777-2 2020) | 39.24 | 39 | 2026-04-16 | 2027-12-31
Sigenergy Technology Co Ltd | Sigenergy | Sigen Energy Storage System | SigenStor-10S-EV12-39.58 (AS4777-2 2020) | 39.58 | 39.3 | 2026-04-16 | 2027-12-31
Sigenergy Technology Co Ltd | Sigenergy | Sigen Energy Storage System | SigenStor-10S-EV12-40.22 (AS4777-2 2020) | 40.22 | 40 | 2026-04-16 | 2027-12-31
Sigenergy Technology Co Ltd | Sigenergy | Sigen Energy Storage System | SigenStor-10S-EV12-40.56 (AS4777-2 2020) | 40.56 | 40.3 | 2026-04-16 | 2027-12-31
Sigenergy Technology Co Ltd | Sigenergy | Sigen Energy Storage System | SigenStor-10S-EV12-41.2 (AS4777-2 2020) | 41.2 | 41 | 2026-04-16 | 2027-12-31
Sigenergy Technology Co Ltd | Sigenergy | Sigen Energy Storage System | SigenStor-10S-EV12-41.28 (AS4777-2 2020) | 41.28 | 41 | 2026-04-16 | 2027-12-31
Sigenergy Technology Co Ltd | Sigenergy | Sigen Energy Storage System | SigenStor-10S-EV12-41.54 (AS4777-2 2020) | 41.54 | 41.3 | 2026-04-16 | 2027-12-31
Sigenergy Technology Co Ltd | Sigenergy | Sigen Energy Storage System | SigenStor-10S-EV12-42.18 (AS4777-2 2020) | 42.18 | 42 | 2026-04-16 | 2027-12-31
Sigenergy Technology Co Ltd | Sigenergy | Sigen Energy Storage System | SigenStor-10S-EV12-42.26 (AS4777-2 2020) | 42.26 | 42 | 2026-04-16 | 2027-12-31
Sigenergy Technology Co Ltd | Sigenergy | Sigen Energy Storage System | SigenStor-10S-EV12-43.24 (AS4777-2 2020) | 43.24 | 43 | 2026-04-16 | 2027-12-31
Sigenergy Technology Co Ltd | Sigenergy | Sigen Energy Storage System | SigenStor-10S-EV12-44.22 (AS4777-2 2020) | 44.22 | 44 | 2026-04-16 | 2027-12-31
Sigenergy Technology Co Ltd | Sigenergy | Sigen Energy Storage System | SigenStor-10S-EV12-45.2 (AS4777-2 2020) | 45.2 | 45 | 2026-04-16 | 2027-12-31
Sigenergy Technology Co Ltd | Sigenergy | Sigen Energy Storage System | SigenStor-10S-EV12-6.02 (AS4777-2 2020) | 6.02 | 6 | 2026-04-16 | 2027-12-31
Sigenergy Technology Co Ltd | Sigenergy | Sigen Energy Storage System | SigenStor-10S-EV12-9.04 (AS4777-2 2020) | 9.04 | 9 | 2026-04-16 | 2027-12-31
Sigenergy Technology Co Ltd | Sigenergy | Sigen Energy Storage System | SigenStor-10S-EV25-11.4 (AS4777-2 2020) | 11.4 | 11.3 | 2026-04-16 | 2027-12-31
Sigenergy Technology Co Ltd | Sigenergy | Sigen Energy Storage System | SigenStor-10S-EV25-12.04 (AS4777-2 2020) | 12.04 | 12 | 2026-04-16 | 2027-12-31
Sigenergy Technology Co Ltd | Sigenergy | Sigen Energy Storage System | SigenStor-10S-EV25-14.08 (AS4777-2 2020) | 14.08 | 14 | 2026-04-16 | 2027-12-31
Sigenergy Technology Co Ltd | Sigenergy | Sigen Energy Storage System | SigenStor-10S-EV25-14.42 (AS4777-2 2020) | 14.42 | 14.3 | 2026-04-16 | 2027-12-31
Sigenergy Technology Co Ltd | Sigenergy | Sigen Energy Storage System | SigenStor-10S-EV25-15.06 (AS4777-2 2020) | 15.06 | 15 | 2026-04-16 | 2027-12-31
Sigenergy Technology Co Ltd | Sigenergy | Sigen Energy Storage System | SigenStor-10S-EV25-16.78 (AS4777-2 2020) | 16.78 | 16.6 | 2026-04-16 | 2027-12-31
Sigenergy Technology Co Ltd | Sigenergy | Sigen Energy Storage System | SigenStor-10S-EV25-17.1 (AS4777-2 2020) | 17.1 | 17 | 2026-04-16 | 2027-12-31
Sigenergy Technology Co Ltd | Sigenergy | Sigen Energy Storage System | SigenStor-10S-EV25-18.08 (AS4777-2 2020) | 18.08 | 18 | 2026-04-16 | 2027-12-31
Sigenergy Technology Co Ltd | Sigenergy | Sigen Energy Storage System | SigenStor-10S-EV25-19.46 (AS4777-2 2020) | 19.46 | 19.3 | 2026-04-16 | 2027-12-31
Sigenergy Technology Co Ltd | Sigenergy | Sigen Energy Storage System | SigenStor-10S-EV25-19.8 (AS4777-2 2020) | 19.8 | 19.6 | 2026-04-16 | 2027-12-31
Sigenergy Technology Co Ltd | Sigenergy | Sigen Energy Storage System | SigenStor-10S-EV25-20.44 (AS4777-2 2020) | 20.44 | 20.3 | 2026-04-16 | 2027-12-31
Sigenergy Technology Co Ltd | Sigenergy | Sigen Energy Storage System | SigenStor-10S-EV25-21.08 (AS4777-2 2020) | 21.08 | 21 | 2026-04-16 | 2027-12-31
Sigenergy Technology Co Ltd | Sigenergy | Sigen Energy Storage System | SigenStor-10S-EV25-22.14 (AS4777-2 2020) | 22.14 | 22 | 2026-04-16 | 2027-12-31
Sigenergy Technology Co Ltd | Sigenergy | Sigen Energy Storage System | SigenStor-10S-EV25-22.48 (AS4777-2 2020) | 22.48 | 22.3 | 2026-04-16 | 2027-12-31
Sigenergy Technology Co Ltd | Sigenergy | Sigen Energy Storage System | SigenStor-10S-EV25-23.12 (AS4777-2 2020) | 23.12 | 23 | 2026-04-16 | 2027-12-31
Sigenergy Technology Co Ltd | Sigenergy | Sigen Energy Storage System | SigenStor-10S-EV25-23.46 (AS4777-2 2020) | 23.46 | 23.3 | 2026-04-16 | 2027-12-31
Sigenergy Technology Co Ltd | Sigenergy | Sigen Energy Storage System | SigenStor-10S-EV25-24.1 (AS4777-2 2020) | 24.1 | 24 | 2026-04-16 | 2027-12-31
Sigenergy Technology Co Ltd | Sigenergy | Sigen Energy Storage System | SigenStor-10S-EV25-24.84 (AS4777-2 2020) | 24.84 | 24.6 | 2026-04-16 | 2027-12-31
Sigenergy Technology Co Ltd | Sigenergy | Sigen Energy Storage System | SigenStor-10S-EV25-25.16 (AS4777-2 2020) | 25.16 | 25 | 2026-04-16 | 2027-12-31
Sigenergy Technology Co Ltd | Sigenergy | Sigen Energy Storage System | SigenStor-10S-EV25-25.82 (AS4777-2 2020) | 25.82 | 25.6 | 2026-04-16 | 2027-12-31
Sigenergy Technology Co Ltd | Sigenergy | Sigen Energy Storage System | SigenStor-10S-EV25-26.14 (AS4777-2 2020) | 26.14 | 26 | 2026-04-16 | 2027-12-31
Sigenergy Technology Co Ltd | Sigenergy | Sigen Energy Storage System | SigenStor-10S-EV25-27.12 (AS4777-2 2020) | 27.12 | 27 | 2026-04-16 | 2027-12-31
Sigenergy Technology Co Ltd | Sigenergy | Sigen Energy Storage System | SigenStor-10S-EV25-27.52 (AS4777-2 2020) | 27.52 | 27.3 | 2026-04-16 | 2027-12-31
Sigenergy Technology Co Ltd | Sigenergy | Sigen Energy Storage System | SigenStor-10S-EV25-27.86 (AS4777-2 2020) | 27.86 | 27.6 | 2026-04-16 | 2027-12-31
Sigenergy Technology Co Ltd | Sigenergy | Sigen Energy Storage System | SigenStor-10S-EV25-28.5 (AS4777-2 2020) | 28.5 | 28.3 | 2026-04-16 | 2027-12-31
Sigenergy Technology Co Ltd | Sigenergy | Sigen Energy Storage System | SigenStor-10S-EV25-28.84 (AS4777-2 2020) | 28.84 | 28.6 | 2026-04-16 | 2027-12-31
Sigenergy Technology Co Ltd | Sigenergy | Sigen Energy Storage System | SigenStor-10S-EV25-29.48 (AS4777-2 2020) | 29.48 | 29.3 | 2026-04-16 | 2027-12-31
Sigenergy Technology Co Ltd | Sigenergy | Sigen Energy Storage System | SigenStor-10S-EV25-30.12 (AS4777-2 2020) | 30.12 | 30 | 2026-04-16 | 2027-12-31
Sigenergy Technology Co Ltd | Sigenergy | Sigen Energy Storage System | SigenStor-10S-EV25-30.2 (AS4777-2 2020) | 30.2 | 30 | 2026-04-16 | 2027-12-31
Sigenergy Technology Co Ltd | Sigenergy | Sigen Energy Storage System | SigenStor-10S-EV25-30.54 (AS4777-2 2020) | 30.54 | 30.3 | 2026-04-16 | 2027-12-31
Sigenergy Technology Co Ltd | Sigenergy | Sigen Energy Storage System | SigenStor-10S-EV25-31.18 (AS4777-2 2020) | 31.18 | 31 | 2026-04-16 | 2027-12-31
Sigenergy Technology Co Ltd | Sigenergy | Sigen Energy Storage System | SigenStor-10S-EV25-31.52 (AS4777-2 2020) | 31.52 | 31.3 | 2026-04-16 | 2027-12-31
Sigenergy Technology Co Ltd | Sigenergy | Sigen Energy Storage System | SigenStor-10S-EV25-32.16 (AS4777-2 2020) | 32.16 | 32 | 2026-04-16 | 2027-12-31
Sigenergy Technology Co Ltd | Sigenergy | Sigen Energy Storage System | SigenStor-10S-EV25-32.5 (AS4777-2 2020) | 32.5 | 32.3 | 2026-04-16 | 2027-12-31
Sigenergy Technology Co Ltd | Sigenergy | Sigen Energy Storage System | SigenStor-10S-EV25-32.9 (AS4777-2 2020) | 32.9 | 32.6 | 2026-04-16 | 2027-12-31
Sigenergy Technology Co Ltd | Sigenergy | Sigen Energy Storage System | SigenStor-10S-EV25-33.14 (AS4777-2 2020) | 33.14 | 33 | 2026-04-16 | 2027-12-31
Sigenergy Technology Co Ltd | Sigenergy | Sigen Energy Storage System | SigenStor-10S-EV25-33.22 (AS4777-2 2020) | 33.22 | 33 | 2026-04-16 | 2027-12-31
Sigenergy Technology Co Ltd | Sigenergy | Sigen Energy Storage System | SigenStor-10S-EV25-33.88 (AS4777-2 2020) | 33.88 | 33.6 | 2026-04-16 | 2027-12-31
Sigenergy Technology Co Ltd | Sigenergy | Sigen Energy Storage System | SigenStor-10S-EV25-34.2 (AS4777-2 2020) | 34.2 | 34 | 2026-04-16 | 2027-12-31
Sigenergy Technology Co Ltd | Sigenergy | Sigen Energy Storage System | SigenStor-10S-EV25-34.86 (AS4777-2 2020) | 34.86 | 34.6 | 2026-04-16 | 2027-12-31
Sigenergy Technology Co Ltd | Sigenergy | Sigen Energy Storage System | SigenStor-10S-EV25-35.18 (AS4777-2 2020) | 35.18 | 35 | 2026-04-16 | 2027-12-31
Sigenergy Technology Co Ltd | Sigenergy | Sigen Energy Storage System | SigenStor-10S-EV25-35.58 (AS4777-2 2020) | 35.58 | 35.3 | 2026-04-16 | 2027-12-31
Sigenergy Technology Co Ltd | Sigenergy | Sigen Energy Storage System | SigenStor-10S-EV25-35.92 (AS4777-2 2020) | 35.92 | 35.6 | 2026-04-16 | 2027-12-31
Sigenergy Technology Co Ltd | Sigenergy | Sigen Energy Storage System | SigenStor-10S-EV25-36.16 (AS4777-2 2020) | 36.16 | 36 | 2026-04-16 | 2027-12-31
Sigenergy Technology Co Ltd | Sigenergy | Sigen Energy Storage System | SigenStor-10S-EV25-36.56 (AS4777-2 2020) | 36.56 | 36.3 | 2026-04-16 | 2027-12-31
Sigenergy Technology Co Ltd | Sigenergy | Sigen Energy Storage System | SigenStor-10S-EV25-36.9 (AS4777-2 2020) | 36.9 | 36.6 | 2026-04-16 | 2027-12-31
Sigenergy Technology Co Ltd | Sigenergy | Sigen Energy Storage System | SigenStor-10S-EV25-37.54 (AS4777-2 2020) | 37.54 | 37.3 | 2026-04-16 | 2027-12-31
Sigenergy Technology Co Ltd | Sigenergy | Sigen Energy Storage System | SigenStor-10S-EV25-37.88 (AS4777-2 2020) | 37.88 | 37.6 | 2026-04-16 | 2027-12-31
Sigenergy Technology Co Ltd | Sigenergy | Sigen Energy Storage System | SigenStor-10S-EV25-38.26 (AS4777-2 2020) | 38.26 | 38 | 2026-04-16 | 2027-12-31
Sigenergy Technology Co Ltd | Sigenergy | Sigen Energy Storage System | SigenStor-10S-EV25-38.52 (AS4777-2 2020) | 38.52 | 38.3 | 2026-04-16 | 2027-12-31
Sigenergy Technology Co Ltd | Sigenergy | Sigen Energy Storage System | SigenStor-10S-EV25-38.6 (AS4777-2 2020) | 38.6 | 38.3 | 2026-04-16 | 2027-12-31
Sigenergy Technology Co Ltd | Sigenergy | Sigen Energy Storage System | SigenStor-10S-EV25-39.16 (AS4777-2 2020) | 39.16 | 39 | 2026-04-16 | 2027-12-31
Sigenergy Technology Co Ltd | Sigenergy | Sigen Energy Storage System | SigenStor-10S-EV25-39.24 (AS4777-2 2020) | 39.24 | 39 | 2026-04-16 | 2027-12-31
Sigenergy Technology Co Ltd | Sigenergy | Sigen Energy Storage System | SigenStor-10S-EV25-39.58 (AS4777-2 2020) | 39.58 | 39.3 | 2026-04-16 | 2027-12-31
Sigenergy Technology Co Ltd | Sigenergy | Sigen Energy Storage System | SigenStor-10S-EV25-40.22 (AS4777-2 2020) | 40.22 | 40 | 2026-04-16 | 2027-12-31
Sigenergy Technology Co Ltd | Sigenergy | Sigen Energy Storage System | SigenStor-10S-EV25-40.56 (AS4777-2 2020) | 40.56 | 40.3 | 2026-04-16 | 2027-12-31
Sigenergy Technology Co Ltd | Sigenergy | Sigen Energy Storage System | SigenStor-10S-EV25-41.2 (AS4777-2 2020) | 41.2 | 41 | 2026-04-16 | 2027-12-31
Sigenergy Technology Co Ltd | Sigenergy | Sigen Energy Storage System | SigenStor-10S-EV25-41.28 (AS4777-2 2020) | 41.28 | 41 | 2026-04-16 | 2027-12-31
Sigenergy Technology Co Ltd | Sigenergy | Sigen Energy Storage System | SigenStor-10S-EV25-41.54 (AS4777-2 2020) | 41.54 | 41.3 | 2026-04-16 | 2027-12-31
Sigenergy Technology Co Ltd | Sigenergy | Sigen Energy Storage System | SigenStor-10S-EV25-42.18 (AS4777-2 2020) | 42.18 | 42 | 2026-04-16 | 2027-12-31
Sigenergy Technology Co Ltd | Sigenergy | Sigen Energy Storage System | SigenStor-10S-EV25-42.26 (AS4777-2 2020) | 42.26 | 42 | 2026-04-16 | 2027-12-31
Sigenergy Technology Co Ltd | Sigenergy | Sigen Energy Storage System | SigenStor-10S-EV25-43.24 (AS4777-2 2020) | 43.24 | 43 | 2026-04-16 | 2027-12-31
Sigenergy Technology Co Ltd | Sigenergy | Sigen Energy Storage System | SigenStor-10S-EV25-44.22 (AS4777-2 2020) | 44.22 | 44 | 2026-04-16 | 2027-12-31
Sigenergy Technology Co Ltd | Sigenergy | Sigen Energy Storage System | SigenStor-10S-EV25-45.2 (AS4777-2 2020) | 45.2 | 45 | 2026-04-16 | 2027-12-31
Sigenergy Technology Co Ltd | Sigenergy | Sigen Energy Storage System | SigenStor-10S-EV25-6.02 (AS4777-2 2020) | 6.02 | 6 | 2026-04-16 | 2027-12-31
Sigenergy Technology Co Ltd | Sigenergy | Sigen Energy Storage System | SigenStor-10S-EV25-9.04 (AS4777-2 2020) | 9.04 | 9 | 2026-04-16 | 2027-12-31
Sigenergy Technology Co Ltd | Sigenergy | Sigen Energy Storage System | SigenStor-10T-12.04 (AS4777-2 2020) | 12.04 | 12 | 2026-04-16 | 2027-12-31
Sigenergy Technology Co Ltd | Sigenergy | Sigen Energy Storage System | SigenStor-10T-15.06 (AS4777-2 2020) | 15.06 | 15 | 2026-04-16 | 2027-12-31
Sigenergy Technology Co Ltd | Sigenergy | Sigen Energy Storage System | SigenStor-10T-17.1 (AS4777-2 2020) | 17.1 | 17 | 2026-04-16 | 2027-12-31
Sigenergy Technology Co Ltd | Sigenergy | Sigen Energy Storage System | SigenStor-10T-18.08 (AS4777-2 2020) | 18.08 | 18 | 2026-04-16 | 2027-12-31
Sigenergy Technology Co Ltd | Sigenergy | Sigen Energy Storage System | SigenStor-10T-19.8 (AS4777-2 2020) | 19.8 | 19.6 | 2026-04-16 | 2027-12-31
Sigenergy Technology Co Ltd | Sigenergy | Sigen Energy Storage System | SigenStor-10T-21.08 (AS4777-2 2020) | 21.08 | 21 | 2026-04-16 | 2027-12-31
Sigenergy Technology Co Ltd | Sigenergy | Sigen Energy Storage System | SigenStor-10T-22.48 (AS4777-2 2020) | 22.48 | 22.3 | 2026-04-16 | 2027-12-31
Sigenergy Technology Co Ltd | Sigenergy | Sigen Energy Storage System | SigenStor-10T-24.1 (AS4777-2 2020) | 24.1 | 24 | 2026-04-16 | 2027-12-31
Sigenergy Technology Co Ltd | Sigenergy | Sigen Energy Storage System | SigenStor-10T-25.16 (AS4777-2 2020) | 25.16 | 25 | 2026-04-16 | 2027-12-31
Sigenergy Technology Co Ltd | Sigenergy | Sigen Energy Storage System | SigenStor-10T-26.14 (AS4777-2 2020) | 26.14 | 26 | 2026-04-16 | 2027-12-31
Sigenergy Technology Co Ltd | Sigenergy | Sigen Energy Storage System | SigenStor-10T-27.12 (AS4777-2 2020) | 27.12 | 27 | 2026-04-16 | 2027-12-31
Sigenergy Technology Co Ltd | Sigenergy | Sigen Energy Storage System | SigenStor-10T-28.84 (AS4777-2 2020) | 28.84 | 28.6 | 2026-04-16 | 2027-12-31
Sigenergy Technology Co Ltd | Sigenergy | Sigen Energy Storage System | SigenStor-10T-30.12 (AS4777-2 2020) | 30.12 | 30 | 2026-04-16 | 2027-12-31
Sigenergy Technology Co Ltd | Sigenergy | Sigen Energy Storage System | SigenStor-10T-31.52 (AS4777-2 2020) | 31.52 | 31.3 | 2026-04-16 | 2027-12-31
Sigenergy Technology Co Ltd | Sigenergy | Sigen Energy Storage System | SigenStor-10T-33.14 (AS4777-2 2020) | 33.14 | 33 | 2026-04-16 | 2027-12-31
Sigenergy Technology Co Ltd | Sigenergy | Sigen Energy Storage System | SigenStor-10T-33.22 (AS4777-2 2020) | 33.22 | 33 | 2026-04-16 | 2027-12-31
Sigenergy Technology Co Ltd | Sigenergy | Sigen Energy Storage System | SigenStor-10T-34.2 (AS4777-2 2020) | 34.2 | 34 | 2026-04-16 | 2027-12-31
Sigenergy Technology Co Ltd | Sigenergy | Sigen Energy Storage System | SigenStor-10T-35.18 (AS4777-2 2020) | 35.18 | 35 | 2026-04-16 | 2027-12-31
Sigenergy Technology Co Ltd | Sigenergy | Sigen Energy Storage System | SigenStor-10T-36.16 (AS4777-2 2020) | 36.16 | 36 | 2026-04-16 | 2027-12-31
Sigenergy Technology Co Ltd | Sigenergy | Sigen Energy Storage System | SigenStor-10T-39.16 (AS4777-2 2020) | 39.16 | 39 | 2026-04-16 | 2027-12-31
Sigenergy Technology Co Ltd | Sigenergy | Sigen Energy Storage System | SigenStor-10T-40.56 (AS4777-2 2020) | 40.56 | 40.3 | 2026-04-16 | 2027-12-31
Sigenergy Technology Co Ltd | Sigenergy | Sigen Energy Storage System | SigenStor-10T-41.28 (AS4777-2 2020) | 41.28 | 41 | 2026-04-16 | 2027-12-31
Sigenergy Technology Co Ltd | Sigenergy | Sigen Energy Storage System | SigenStor-10T-42.18 (AS4777-2 2020) | 42.18 | 42 | 2026-04-16 | 2027-12-31
Sigenergy Technology Co Ltd | Sigenergy | Sigen Energy Storage System | SigenStor-10T-42.26 (AS4777-2 2020) | 42.26 | 42 | 2026-04-16 | 2027-12-31
Sigenergy Technology Co Ltd | Sigenergy | Sigen Energy Storage System | SigenStor-10T-43.24 (AS4777-2 2020) | 43.24 | 43 | 2026-04-16 | 2027-12-31
Sigenergy Technology Co Ltd | Sigenergy | Sigen Energy Storage System | SigenStor-10T-44.22 (AS4777-2 2020) | 44.22 | 44 | 2026-04-16 | 2027-12-31
Sigenergy Technology Co Ltd | Sigenergy | Sigen Energy Storage System | SigenStor-10T-45.2 (AS4777-2 2020) | 45.2 | 45 | 2026-04-16 | 2027-12-31
Sigenergy Technology Co Ltd | Sigenergy | Sigen Energy Storage System | SigenStor-10T-48.2 (AS4777-2 2020) | 48.2 | 48 | 2026-04-16 | 2027-12-31
Sigenergy Technology Co Ltd | Sigenergy | Sigen Energy Storage System | SigenStor-10T-49.34 (AS4777-2 2020) | 49.34 | 49 | 2026-04-16 | 2027-12-31
Sigenergy Technology Co Ltd | Sigenergy | Sigen Energy Storage System | SigenStor-10T-49.6 (AS4777-2 2020) | 49.6 | 49.3 | 2026-04-16 | 2027-12-31
Sigenergy Technology Co Ltd | Sigenergy | Sigen Energy Storage System | SigenStor-10T-50.32 (AS4777-2 2020) | 50.32 | 50 | 2026-04-16 | 2027-12-31
Sigenergy Technology Co Ltd | Sigenergy | Sigen Energy Storage System | SigenStor-10T-51.22 (AS4777-2 2020) | 51.22 | 51 | 2026-04-16 | 2027-12-31
Sigenergy Technology Co Ltd | Sigenergy | Sigen Energy Storage System | SigenStor-10T-51.3 (AS4777-2 2020) | 51.3 | 51 | 2026-04-16 | 2027-12-31
Sigenergy Technology Co Ltd | Sigenergy | Sigen Energy Storage System | SigenStor-10T-52.28 (AS4777-2 2020) | 52.28 | 52 | 2026-04-16 | 2027-12-31
Sigenergy Technology Co Ltd | Sigenergy | Sigen Energy Storage System | SigenStor-10T-53.26 (AS4777-2 2020) | 53.26 | 53 | 2026-04-16 | 2027-12-31
Sigenergy Technology Co Ltd | Sigenergy | Sigen Energy Storage System | SigenStor-10T-54.24 (AS4777-2 2020) | 54.24 | 54 | 2026-04-16 | 2027-12-31
Sigenergy Technology Co Ltd | Sigenergy | Sigen Energy Storage System | SigenStor-10T-6.02 (AS4777-2 2020) | 6.02 | 6 | 2026-04-16 | 2027-12-31
Sigenergy Technology Co Ltd | Sigenergy | Sigen Energy Storage System | SigenStor-10T-9.04 (AS4777-2 2020) | 9.04 | 9 | 2026-04-16 | 2027-12-31
Sigenergy Technology Co Ltd | Sigenergy | Sigen Energy Storage System | SigenStor-10T-EV12-12.04 (AS4777-2 2020) | 12.04 | 12 | 2026-04-16 | 2027-12-31
Sigenergy Technology Co Ltd | Sigenergy | Sigen Energy Storage System | SigenStor-10T-EV12-15.06 (AS4777-2 2020) | 15.06 | 15 | 2026-04-16 | 2027-12-31
Sigenergy Technology Co Ltd | Sigenergy | Sigen Energy Storage System | SigenStor-10T-EV12-17.1 (AS4777-2 2020) | 17.1 | 17 | 2026-04-16 | 2027-12-31
Sigenergy Technology Co Ltd | Sigenergy | Sigen Energy Storage System | SigenStor-10T-EV12-18.08 (AS4777-2 2020) | 18.08 | 18 | 2026-04-16 | 2027-12-31
Sigenergy Technology Co Ltd | Sigenergy | Sigen Energy Storage System | SigenStor-10T-EV12-19.8 (AS4777-2 2020) | 19.8 | 19.6 | 2026-04-16 | 2027-12-31
Sigenergy Technology Co Ltd | Sigenergy | Sigen Energy Storage System | SigenStor-10T-EV12-21.08 (AS4777-2 2020) | 21.08 | 21 | 2026-04-16 | 2027-12-31
Sigenergy Technology Co Ltd | Sigenergy | Sigen Energy Storage System | SigenStor-10T-EV12-22.48 (AS4777-2 2020) | 22.48 | 22.3 | 2026-04-16 | 2027-12-31
Sigenergy Technology Co Ltd | Sigenergy | Sigen Energy Storage System | SigenStor-10T-EV12-24.1 (AS4777-2 2020) | 24.1 | 24 | 2026-04-16 | 2027-12-31
Sigenergy Technology Co Ltd | Sigenergy | Sigen Energy Storage System | SigenStor-10T-EV12-25.16 (AS4777-2 2020) | 25.16 | 25 | 2026-04-16 | 2027-12-31
Sigenergy Technology Co Ltd | Sigenergy | Sigen Energy Storage System | SigenStor-10T-EV12-26.14 (AS4777-2 2020) | 26.14 | 26 | 2026-04-16 | 2027-12-31
Sigenergy Technology Co Ltd | Sigenergy | Sigen Energy Storage System | SigenStor-10T-EV12-27.12 (AS4777-2 2020) | 27.12 | 27 | 2026-04-16 | 2027-12-31
Sigenergy Technology Co Ltd | Sigenergy | Sigen Energy Storage System | SigenStor-10T-EV12-28.84 (AS4777-2 2020) | 28.84 | 28.6 | 2026-04-16 | 2027-12-31
Sigenergy Technology Co Ltd | Sigenergy | Sigen Energy Storage System | SigenStor-10T-EV12-30.12 (AS4777-2 2020) | 30.12 | 30 | 2026-04-16 | 2027-12-31
Sigenergy Technology Co Ltd | Sigenergy | Sigen Energy Storage System | SigenStor-10T-EV12-31.52 (AS4777-2 2020) | 31.52 | 31.3 | 2026-04-16 | 2027-12-31
Sigenergy Technology Co Ltd | Sigenergy | Sigen Energy Storage System | SigenStor-10T-EV12-33.14 (AS4777-2 2020) | 33.14 | 33 | 2026-04-16 | 2027-12-31
Sigenergy Technology Co Ltd | Sigenergy | Sigen Energy Storage System | SigenStor-10T-EV12-33.22 (AS4777-2 2020) | 33.22 | 33 | 2026-04-16 | 2027-12-31
Sigenergy Technology Co Ltd | Sigenergy | Sigen Energy Storage System | SigenStor-10T-EV12-34.2 (AS4777-2 2020) | 34.2 | 34 | 2026-04-16 | 2027-12-31
Sigenergy Technology Co Ltd | Sigenergy | Sigen Energy Storage System | SigenStor-10T-EV12-35.18 (AS4777-2 2020) | 35.18 | 35 | 2026-04-16 | 2027-12-31
Sigenergy Technology Co Ltd | Sigenergy | Sigen Energy Storage System | SigenStor-10T-EV12-36.16 (AS4777-2 2020) | 36.16 | 36 | 2026-04-16 | 2027-12-31
Sigenergy Technology Co Ltd | Sigenergy | Sigen Energy Storage System | SigenStor-10T-EV12-39.16 (AS4777-2 2020) | 39.16 | 39 | 2026-04-16 | 2027-12-31
Sigenergy Technology Co Ltd | Sigenergy | Sigen Energy Storage System | SigenStor-10T-EV12-40.56 (AS4777-2 2020) | 40.56 | 40.3 | 2026-04-16 | 2027-12-31
Sigenergy Technology Co Ltd | Sigenergy | Sigen Energy Storage System | SigenStor-10T-EV12-41.28 (AS4777-2 2020) | 41.28 | 41 | 2026-04-16 | 2027-12-31
Sigenergy Technology Co Ltd | Sigenergy | Sigen Energy Storage System | SigenStor-10T-EV12-42.18 (AS4777-2 2020) | 42.18 | 42 | 2026-04-16 | 2027-12-31
Sigenergy Technology Co Ltd | Sigenergy | Sigen Energy Storage System | SigenStor-10T-EV12-42.26 (AS4777-2 2020) | 42.26 | 42 | 2026-04-16 | 2027-12-31
Sigenergy Technology Co Ltd | Sigenergy | Sigen Energy Storage System | SigenStor-10T-EV12-43.24 (AS4777-2 2020) | 43.24 | 43 | 2026-04-16 | 2027-12-31
Sigenergy Technology Co Ltd | Sigenergy | Sigen Energy Storage System | SigenStor-10T-EV12-44.22 (AS4777-2 2020) | 44.22 | 44 | 2026-04-16 | 2027-12-31
Sigenergy Technology Co Ltd | Sigenergy | Sigen Energy Storage System | SigenStor-10T-EV12-45.2 (AS4777-2 2020) | 45.2 | 45 | 2026-04-16 | 2027-12-31
Sigenergy Technology Co Ltd | Sigenergy | Sigen Energy Storage System | SigenStor-10T-EV12-6.02 (AS4777-2 2020) | 6.02 | 6 | 2026-04-16 | 2027-12-31
Sigenergy Technology Co Ltd | Sigenergy | Sigen Energy Storage System | SigenStor-10T-EV12-9.04 (AS4777-2 2020) | 9.04 | 9 | 2026-04-16 | 2027-12-31
Sigenergy Technology Co Ltd | Sigenergy | Sigen Energy Storage System | SigenStor-10T-EV25-12.04 (AS4777-2 2020) | 12.04 | 12 | 2026-04-16 | 2027-12-31
Sigenergy Technology Co Ltd | Sigenergy | Sigen Energy Storage System | SigenStor-10T-EV25-15.06 (AS4777-2 2020) | 15.06 | 15 | 2026-04-16 | 2027-12-31
Sigenergy Technology Co Ltd | Sigenergy | Sigen Energy Storage System | SigenStor-10T-EV25-17.1 (AS4777-2 2020) | 17.1 | 17 | 2026-04-16 | 2027-12-31
Sigenergy Technology Co Ltd | Sigenergy | Sigen Energy Storage System | SigenStor-10T-EV25-18.08 (AS4777-2 2020) | 18.08 | 18 | 2026-04-16 | 2027-12-31
Sigenergy Technology Co Ltd | Sigenergy | Sigen Energy Storage System | SigenStor-10T-EV25-19.8 (AS4777-2 2020) | 19.8 | 19.6 | 2026-04-16 | 2027-12-31
Sigenergy Technology Co Ltd | Sigenergy | Sigen Energy Storage System | SigenStor-10T-EV25-21.08 (AS4777-2 2020) | 21.08 | 21 | 2026-04-16 | 2027-12-31
Sigenergy Technology Co Ltd | Sigenergy | Sigen Energy Storage System | SigenStor-10T-EV25-22.48 (AS4777-2 2020) | 22.48 | 22.3 | 2026-04-16 | 2027-12-31
Sigenergy Technology Co Ltd | Sigenergy | Sigen Energy Storage System | SigenStor-10T-EV25-24.1 (AS4777-2 2020) | 24.1 | 24 | 2026-04-16 | 2027-12-31
Sigenergy Technology Co Ltd | Sigenergy | Sigen Energy Storage System | SigenStor-10T-EV25-25.16 (AS4777-2 2020) | 25.16 | 25 | 2026-04-16 | 2027-12-31
Sigenergy Technology Co Ltd | Sigenergy | Sigen Energy Storage System | SigenStor-10T-EV25-26.14 (AS4777-2 2020) | 26.14 | 26 | 2026-04-16 | 2027-12-31
Sigenergy Technology Co Ltd | Sigenergy | Sigen Energy Storage System | SigenStor-10T-EV25-27.12 (AS4777-2 2020) | 27.12 | 27 | 2026-04-16 | 2027-12-31
Sigenergy Technology Co Ltd | Sigenergy | Sigen Energy Storage System | SigenStor-10T-EV25-28.84 (AS4777-2 2020) | 28.84 | 28.6 | 2026-04-16 | 2027-12-31
Sigenergy Technology Co Ltd | Sigenergy | Sigen Energy Storage System | SigenStor-10T-EV25-30.12 (AS4777-2 2020) | 30.12 | 30 | 2026-04-16 | 2027-12-31
Sigenergy Technology Co Ltd | Sigenergy | Sigen Energy Storage System | SigenStor-10T-EV25-31.52 (AS4777-2 2020) | 31.52 | 31.3 | 2026-04-16 | 2027-12-31
Sigenergy Technology Co Ltd | Sigenergy | Sigen Energy Storage System | SigenStor-10T-EV25-33.14 (AS4777-2 2020) | 33.14 | 33 | 2026-04-16 | 2027-12-31
Sigenergy Technology Co Ltd | Sigenergy | Sigen Energy Storage System | SigenStor-10T-EV25-33.22 (AS4777-2 2020) | 33.22 | 33 | 2026-04-16 | 2027-12-31
Sigenergy Technology Co Ltd | Sigenergy | Sigen Energy Storage System | SigenStor-10T-EV25-34.2 (AS4777-2 2020) | 34.2 | 34 | 2026-04-16 | 2027-12-31
Sigenergy Technology Co Ltd | Sigenergy | Sigen Energy Storage System | SigenStor-10T-EV25-35.18 (AS4777-2 2020) | 35.18 | 35 | 2026-04-16 | 2027-12-31
Sigenergy Technology Co Ltd | Sigenergy | Sigen Energy Storage System | SigenStor-10T-EV25-36.16 (AS4777-2 2020) | 36.16 | 36 | 2026-04-16 | 2027-12-31
Sigenergy Technology Co Ltd | Sigenergy | Sigen Energy Storage System | SigenStor-10T-EV25-39.16 (AS4777-2 2020) | 39.16 | 39 | 2026-04-16 | 2027-12-31
Sigenergy Technology Co Ltd | Sigenergy | Sigen Energy Storage System | SigenStor-10T-EV25-40.56 (AS4777-2 2020) | 40.56 | 40.3 | 2026-04-16 | 2027-12-31
Sigenergy Technology Co Ltd | Sigenergy | Sigen Energy Storage System | SigenStor-10T-EV25-41.28 (AS4777-2 2020) | 41.28 | 41 | 2026-04-16 | 2027-12-31
Sigenergy Technology Co Ltd | Sigenergy | Sigen Energy Storage System | SigenStor-10T-EV25-42.18 (AS4777-2 2020) | 42.18 | 42 | 2026-04-16 | 2027-12-31
Sigenergy Technology Co Ltd | Sigenergy | Sigen Energy Storage System | SigenStor-10T-EV25-42.26 (AS4777-2 2020) | 42.26 | 42 | 2026-04-16 | 2027-12-31
Sigenergy Technology Co Ltd | Sigenergy | Sigen Energy Storage System | SigenStor-10T-EV25-43.24 (AS4777-2 2020) | 43.24 | 43 | 2026-04-16 | 2027-12-31
Sigenergy Technology Co Ltd | Sigenergy | Sigen Energy Storage System | SigenStor-10T-EV25-44.22 (AS4777-2 2020) | 44.22 | 44 | 2026-04-16 | 2027-12-31
Sigenergy Technology Co Ltd | Sigenergy | Sigen Energy Storage System | SigenStor-10T-EV25-45.2 (AS4777-2 2020) | 45.2 | 45 | 2026-04-16 | 2027-12-31
Sigenergy Technology Co Ltd | Sigenergy | Sigen Energy Storage System | SigenStor-10T-EV25-6.02 (AS4777-2 2020) | 6.02 | 6 | 2026-04-16 | 2027-12-31
Sigenergy Technology Co Ltd | Sigenergy | Sigen Energy Storage System | SigenStor-10T-EV25-9.04 (AS4777-2 2020) | 9.04 | 9 | 2026-04-16 | 2027-12-31
Sigenergy Technology Co Ltd | Sigenergy | Sigen Energy Storage System | SigenStor-12S-11.4 (AS4777-2 2020) | 11.4 | 11.3 | 2026-04-16 | 2027-12-31
Sigenergy Technology Co Ltd | Sigenergy | Sigen Energy Storage System | SigenStor-12S-12.04 (AS4777-2 2020) | 12.04 | 12 | 2026-04-16 | 2027-12-31
Sigenergy Technology Co Ltd | Sigenergy | Sigen Energy Storage System | SigenStor-12S-14.08 (AS4777-2 2020) | 14.08 | 14 | 2026-04-16 | 2027-12-31
Sigenergy Technology Co Ltd | Sigenergy | Sigen Energy Storage System | SigenStor-12S-14.42 (AS4777-2 2020) | 14.42 | 14.3 | 2026-04-16 | 2027-12-31
Sigenergy Technology Co Ltd | Sigenergy | Sigen Energy Storage System | SigenStor-12S-15.06 (AS4777-2 2020) | 15.06 | 15 | 2026-04-16 | 2027-12-31
Sigenergy Technology Co Ltd | Sigenergy | Sigen Energy Storage System | SigenStor-12S-16.78 (AS4777-2 2020) | 16.78 | 16.6 | 2026-04-16 | 2027-12-31
Sigenergy Technology Co Ltd | Sigenergy | Sigen Energy Storage System | SigenStor-12S-17.1 (AS4777-2 2020) | 17.1 | 17 | 2026-04-16 | 2027-12-31
Sigenergy Technology Co Ltd | Sigenergy | Sigen Energy Storage System | SigenStor-12S-18.08 (AS4777-2 2020) | 18.08 | 18 | 2026-04-16 | 2027-12-31
Sigenergy Technology Co Ltd | Sigenergy | Sigen Energy Storage System | SigenStor-12S-19.46 (AS4777-2 2020) | 19.46 | 19.3 | 2026-04-16 | 2027-12-31
Sigenergy Technology Co Ltd | Sigenergy | Sigen Energy Storage System | SigenStor-12S-19.8 (AS4777-2 2020) | 19.8 | 19.6 | 2026-04-16 | 2027-12-31
Sigenergy Technology Co Ltd | Sigenergy | Sigen Energy Storage System | SigenStor-12S-20.44 (AS4777-2 2020) | 20.44 | 20.3 | 2026-04-16 | 2027-12-31
Sigenergy Technology Co Ltd | Sigenergy | Sigen Energy Storage System | SigenStor-12S-21.08 (AS4777-2 2020) | 21.08 | 21 | 2026-04-16 | 2027-12-31
Sigenergy Technology Co Ltd | Sigenergy | Sigen Energy Storage System | SigenStor-12S-22.14 (AS4777-2 2020) | 22.14 | 22 | 2026-04-16 | 2027-12-31
Sigenergy Technology Co Ltd | Sigenergy | Sigen Energy Storage System | SigenStor-12S-22.48 (AS4777-2 2020) | 22.48 | 22.3 | 2026-04-16 | 2027-12-31
Sigenergy Technology Co Ltd | Sigenergy | Sigen Energy Storage System | SigenStor-12S-23.12 (AS4777-2 2020) | 23.12 | 23 | 2026-04-16 | 2027-12-31
Sigenergy Technology Co Ltd | Sigenergy | Sigen Energy Storage System | SigenStor-12S-23.46 (AS4777-2 2020) | 23.46 | 23.3 | 2026-04-16 | 2027-12-31
Sigenergy Technology Co Ltd | Sigenergy | Sigen Energy Storage System | SigenStor-12S-24.1 (AS4777-2 2020) | 24.1 | 24 | 2026-04-16 | 2027-12-31
Sigenergy Technology Co Ltd | Sigenergy | Sigen Energy Storage System | SigenStor-12S-24.84 (AS4777-2 2020) | 24.84 | 24.6 | 2026-04-16 | 2027-12-31
Sigenergy Technology Co Ltd | Sigenergy | Sigen Energy Storage System | SigenStor-12S-25.16 (AS4777-2 2020) | 25.16 | 25 | 2026-04-16 | 2027-12-31
Sigenergy Technology Co Ltd | Sigenergy | Sigen Energy Storage System | SigenStor-12S-25.82 (AS4777-2 2020) | 25.82 | 25.6 | 2026-04-16 | 2027-12-31
Sigenergy Technology Co Ltd | Sigenergy | Sigen Energy Storage System | SigenStor-12S-26.14 (AS4777-2 2020) | 26.14 | 26 | 2026-04-16 | 2027-12-31
Sigenergy Technology Co Ltd | Sigenergy | Sigen Energy Storage System | SigenStor-12S-27.12 (AS4777-2 2020) | 27.12 | 27 | 2026-04-16 | 2027-12-31
Sigenergy Technology Co Ltd | Sigenergy | Sigen Energy Storage System | SigenStor-12S-27.52 (AS4777-2 2020) | 27.52 | 27.3 | 2026-04-16 | 2027-12-31
Sigenergy Technology Co Ltd | Sigenergy | Sigen Energy Storage System | SigenStor-12S-27.86 (AS4777-2 2020) | 27.86 | 27.6 | 2026-04-16 | 2027-12-31
Sigenergy Technology Co Ltd | Sigenergy | Sigen Energy Storage System | SigenStor-12S-28.5 (AS4777-2 2020) | 28.5 | 28.3 | 2026-04-16 | 2027-12-31
Sigenergy Technology Co Ltd | Sigenergy | Sigen Energy Storage System | SigenStor-12S-28.84 (AS4777-2 2020) | 28.84 | 28.6 | 2026-04-16 | 2027-12-31
Sigenergy Technology Co Ltd | Sigenergy | Sigen Energy Storage System | SigenStor-12S-29.48 (AS4777-2 2020) | 29.48 | 29.3 | 2026-04-16 | 2027-12-31
Sigenergy Technology Co Ltd | Sigenergy | Sigen Energy Storage System | SigenStor-12S-30.12 (AS4777-2 2020) | 30.12 | 30 | 2026-04-16 | 2027-12-31
Sigenergy Technology Co Ltd | Sigenergy | Sigen Energy Storage System | SigenStor-12S-30.2 (AS4777-2 2020) | 30.2 | 30 | 2026-04-16 | 2027-12-31
Sigenergy Technology Co Ltd | Sigenergy | Sigen Energy Storage System | SigenStor-12S-30.54 (AS4777-2 2020) | 30.54 | 30.3 | 2026-04-16 | 2027-12-31
Sigenergy Technology Co Ltd | Sigenergy | Sigen Energy Storage System | SigenStor-12S-31.18 (AS4777-2 2020) | 31.18 | 31 | 2026-04-16 | 2027-12-31
Sigenergy Technology Co Ltd | Sigenergy | Sigen Energy Storage System | SigenStor-12S-31.52 (AS4777-2 2020) | 31.52 | 31.3 | 2026-04-16 | 2027-12-31
Sigenergy Technology Co Ltd | Sigenergy | Sigen Energy Storage System | SigenStor-12S-32.16 (AS4777-2 2020) | 32.16 | 32 | 2026-04-16 | 2027-12-31
Sigenergy Technology Co Ltd | Sigenergy | Sigen Energy Storage System | SigenStor-12S-32.5 (AS4777-2 2020) | 32.5 | 32.3 | 2026-04-16 | 2027-12-31
Sigenergy Technology Co Ltd | Sigenergy | Sigen Energy Storage System | SigenStor-12S-32.9 (AS4777-2 2020) | 32.9 | 32.6 | 2026-04-16 | 2027-12-31
Sigenergy Technology Co Ltd | Sigenergy | Sigen Energy Storage System | SigenStor-12S-33.14 (AS4777-2 2020) | 33.14 | 33 | 2026-04-16 | 2027-12-31
Sigenergy Technology Co Ltd | Sigenergy | Sigen Energy Storage System | SigenStor-12S-33.22 (AS4777-2 2020) | 33.22 | 33 | 2026-04-16 | 2027-12-31
Sigenergy Technology Co Ltd | Sigenergy | Sigen Energy Storage System | SigenStor-12S-33.88 (AS4777-2 2020) | 33.88 | 33.6 | 2026-04-16 | 2027-12-31
Sigenergy Technology Co Ltd | Sigenergy | Sigen Energy Storage System | SigenStor-12S-34.2 (AS4777-2 2020) | 34.2 | 34 | 2026-04-16 | 2027-12-31
Sigenergy Technology Co Ltd | Sigenergy | Sigen Energy Storage System | SigenStor-12S-34.86 (AS4777-2 2020) | 34.86 | 34.6 | 2026-04-16 | 2027-12-31
Sigenergy Technology Co Ltd | Sigenergy | Sigen Energy Storage System | SigenStor-12S-35.18 (AS4777-2 2020) | 35.18 | 35 | 2026-04-16 | 2027-12-31
Sigenergy Technology Co Ltd | Sigenergy | Sigen Energy Storage System | SigenStor-12S-35.58 (AS4777-2 2020) | 35.58 | 35.3 | 2026-04-16 | 2027-12-31
Sigenergy Technology Co Ltd | Sigenergy | Sigen Energy Storage System | SigenStor-12S-35.92 (AS4777-2 2020) | 35.92 | 35.6 | 2026-04-16 | 2027-12-31
Sigenergy Technology Co Ltd | Sigenergy | Sigen Energy Storage System | SigenStor-12S-36.16 (AS4777-2 2020) | 36.16 | 36 | 2026-04-16 | 2027-12-31
Sigenergy Technology Co Ltd | Sigenergy | Sigen Energy Storage System | SigenStor-12S-36.56 (AS4777-2 2020) | 36.56 | 36.3 | 2026-04-16 | 2027-12-31
Sigenergy Technology Co Ltd | Sigenergy | Sigen Energy Storage System | SigenStor-12S-36.9 (AS4777-2 2020) | 36.9 | 36.6 | 2026-04-16 | 2027-12-31
Sigenergy Technology Co Ltd | Sigenergy | Sigen Energy Storage System | SigenStor-12S-37.54 (AS4777-2 2020) | 37.54 | 37.3 | 2026-04-16 | 2027-12-31
Sigenergy Technology Co Ltd | Sigenergy | Sigen Energy Storage System | SigenStor-12S-37.88 (AS4777-2 2020) | 37.88 | 37.6 | 2026-04-16 | 2027-12-31
Sigenergy Technology Co Ltd | Sigenergy | Sigen Energy Storage System | SigenStor-12S-38.26 (AS4777-2 2020) | 38.26 | 38 | 2026-04-16 | 2027-12-31
Sigenergy Technology Co Ltd | Sigenergy | Sigen Energy Storage System | SigenStor-12S-38.52 (AS4777-2 2020) | 38.52 | 38.3 | 2026-04-16 | 2027-12-31
Sigenergy Technology Co Ltd | Sigenergy | Sigen Energy Storage System | SigenStor-12S-38.6 (AS4777-2 2020) | 38.6 | 38.3 | 2026-04-16 | 2027-12-31
Sigenergy Technology Co Ltd | Sigenergy | Sigen Energy Storage System | SigenStor-12S-39.16 (AS4777-2 2020) | 39.16 | 39 | 2026-04-16 | 2027-12-31
Sigenergy Technology Co Ltd | Sigenergy | Sigen Energy Storage System | SigenStor-12S-39.24 (AS4777-2 2020) | 39.24 | 39 | 2026-04-16 | 2027-12-31
Sigenergy Technology Co Ltd | Sigenergy | Sigen Energy Storage System | SigenStor-12S-39.58 (AS4777-2 2020) | 39.58 | 39.3 | 2026-04-16 | 2027-12-31
Sigenergy Technology Co Ltd | Sigenergy | Sigen Energy Storage System | SigenStor-12S-40.22 (AS4777-2 2020) | 40.22 | 40 | 2026-04-16 | 2027-12-31
Sigenergy Technology Co Ltd | Sigenergy | Sigen Energy Storage System | SigenStor-12S-40.56 (AS4777-2 2020) | 40.56 | 40.3 | 2026-04-16 | 2027-12-31
Sigenergy Technology Co Ltd | Sigenergy | Sigen Energy Storage System | SigenStor-12S-40.96 (AS4777-2 2020) | 40.96 | 40.6 | 2026-04-16 | 2027-12-31
Sigenergy Technology Co Ltd | Sigenergy | Sigen Energy Storage System | SigenStor-12S-41.2 (AS4777-2 2020) | 41.2 | 41 | 2026-04-16 | 2027-12-31
Sigenergy Technology Co Ltd | Sigenergy | Sigen Energy Storage System | SigenStor-12S-41.28 (AS4777-2 2020) | 41.28 | 41 | 2026-04-16 | 2027-12-31
Sigenergy Technology Co Ltd | Sigenergy | Sigen Energy Storage System | SigenStor-12S-41.54 (AS4777-2 2020) | 41.54 | 41.3 | 2026-04-16 | 2027-12-31
Sigenergy Technology Co Ltd | Sigenergy | Sigen Energy Storage System | SigenStor-12S-41.94 (AS4777-2 2020) | 41.94 | 41.6 | 2026-04-16 | 2027-12-31
Sigenergy Technology Co Ltd | Sigenergy | Sigen Energy Storage System | SigenStor-12S-42.18 (AS4777-2 2020) | 42.18 | 42 | 2026-04-16 | 2027-12-31
Sigenergy Technology Co Ltd | Sigenergy | Sigen Energy Storage System | SigenStor-12S-42.26 (AS4777-2 2020) | 42.26 | 42 | 2026-04-16 | 2027-12-31
Sigenergy Technology Co Ltd | Sigenergy | Sigen Energy Storage System | SigenStor-12S-42.92 (AS4777-2 2020) | 42.92 | 42.6 | 2026-04-16 | 2027-12-31
Sigenergy Technology Co Ltd | Sigenergy | Sigen Energy Storage System | SigenStor-12S-43.24 (AS4777-2 2020) | 43.24 | 43 | 2026-04-16 | 2027-12-31
Sigenergy Technology Co Ltd | Sigenergy | Sigen Energy Storage System | SigenStor-12S-43.64 (AS4777-2 2020) | 43.64 | 43.3 | 2026-04-16 | 2027-12-31
Sigenergy Technology Co Ltd | Sigenergy | Sigen Energy Storage System | SigenStor-12S-43.9 (AS4777-2 2020) | 43.9 | 43.6 | 2026-04-16 | 2027-12-31
Sigenergy Technology Co Ltd | Sigenergy | Sigen Energy Storage System | SigenStor-12S-43.98 (AS4777-2 2020) | 43.98 | 43.6 | 2026-04-16 | 2027-12-31
Sigenergy Technology Co Ltd | Sigenergy | Sigen Energy Storage System | SigenStor-12S-44.22 (AS4777-2 2020) | 44.22 | 44 | 2026-04-16 | 2027-12-31
Sigenergy Technology Co Ltd | Sigenergy | Sigen Energy Storage System | SigenStor-12S-44.62 (AS4777-2 2020) | 44.62 | 44.3 | 2026-04-16 | 2027-12-31
Sigenergy Technology Co Ltd | Sigenergy | Sigen Energy Storage System | SigenStor-12S-44.96 (AS4777-2 2020) | 44.96 | 44.6 | 2026-04-16 | 2027-12-31
Sigenergy Technology Co Ltd | Sigenergy | Sigen Energy Storage System | SigenStor-12S-45.2 (AS4777-2 2020) | 45.2 | 45 | 2026-04-16 | 2027-12-31
Sigenergy Technology Co Ltd | Sigenergy | Sigen Energy Storage System | SigenStor-12S-45.6 (AS4777-2 2020) | 45.6 | 45.3 | 2026-04-16 | 2027-12-31
Sigenergy Technology Co Ltd | Sigenergy | Sigen Energy Storage System | SigenStor-12S-45.94 (AS4777-2 2020) | 45.94 | 45.6 | 2026-04-16 | 2027-12-31
Sigenergy Technology Co Ltd | Sigenergy | Sigen Energy Storage System | SigenStor-12S-46.32 (AS4777-2 2020) | 46.32 | 46 | 2026-04-16 | 2027-12-31
Sigenergy Technology Co Ltd | Sigenergy | Sigen Energy Storage System | SigenStor-12S-46.58 (AS4777-2 2020) | 46.58 | 46.3 | 2026-04-16 | 2027-12-31
Sigenergy Technology Co Ltd | Sigenergy | Sigen Energy Storage System | SigenStor-12S-46.66 (AS4777-2 2020) | 46.66 | 46.3 | 2026-04-16 | 2027-12-31
Sigenergy Technology Co Ltd | Sigenergy | Sigen Energy Storage System | SigenStor-12S-46.92 (AS4777-2 2020) | 46.92 | 46.6 | 2026-04-16 | 2027-12-31
Sigenergy Technology Co Ltd | Sigenergy | Sigen Energy Storage System | SigenStor-12S-47.3 (AS4777-2 2020) | 47.3 | 47 | 2026-04-16 | 2027-12-31
Sigenergy Technology Co Ltd | Sigenergy | Sigen Energy Storage System | SigenStor-12S-47.56 (AS4777-2 2020) | 47.56 | 47.3 | 2026-04-16 | 2027-12-31
Sigenergy Technology Co Ltd | Sigenergy | Sigen Energy Storage System | SigenStor-12S-47.64 (AS4777-2 2020) | 47.64 | 47.3 | 2026-04-16 | 2027-12-31
Sigenergy Technology Co Ltd | Sigenergy | Sigen Energy Storage System | SigenStor-12S-48.2 (AS4777-2 2020) | 48.2 | 48 | 2026-04-16 | 2027-12-31
Sigenergy Technology Co Ltd | Sigenergy | Sigen Energy Storage System | SigenStor-12S-48.28 (AS4777-2 2020) | 48.28 | 48 | 2026-04-16 | 2027-12-31
Sigenergy Technology Co Ltd | Sigenergy | Sigen Energy Storage System | SigenStor-12S-48.62 (AS4777-2 2020) | 48.62 | 48.3 | 2026-04-16 | 2027-12-31
Sigenergy Technology Co Ltd | Sigenergy | Sigen Energy Storage System | SigenStor-12S-49.26 (AS4777-2 2020) | 49.26 | 49 | 2026-04-16 | 2027-12-31
Sigenergy Technology Co Ltd | Sigenergy | Sigen Energy Storage System | SigenStor-12S-49.34 (AS4777-2 2020) | 49.34 | 49 | 2026-04-16 | 2027-12-31
Sigenergy Technology Co Ltd | Sigenergy | Sigen Energy Storage System | SigenStor-12S-49.6 (AS4777-2 2020) | 49.6 | 49.3 | 2026-04-16 | 2027-12-31
Sigenergy Technology Co Ltd | Sigenergy | Sigen Energy Storage System | SigenStor-12S-50.32 (AS4777-2 2020) | 50.32 | 50 | 2026-04-16 | 2027-12-31
Sigenergy Technology Co Ltd | Sigenergy | Sigen Energy Storage System | SigenStor-12S-50.58 (AS4777-2 2020) | 50.58 | 50.3 | 2026-04-16 | 2027-12-31
Sigenergy Technology Co Ltd | Sigenergy | Sigen Energy Storage System | SigenStor-12S-51.3 (AS4777-2 2020) | 51.3 | 51 | 2026-04-16 | 2027-12-31
Sigenergy Technology Co Ltd | Sigenergy | Sigen Energy Storage System | SigenStor-12S-52.28 (AS4777-2 2020) | 52.28 | 52 | 2026-04-16 | 2027-12-31
Sigenergy Technology Co Ltd | Sigenergy | Sigen Energy Storage System | SigenStor-12S-53.26 (AS4777-2 2020) | 53.26 | 53 | 2026-04-16 | 2027-12-31
Sigenergy Technology Co Ltd | Sigenergy | Sigen Energy Storage System | SigenStor-12S-54.24 (AS4777-2 2020) | 54.24 | 54 | 2026-04-16 | 2027-12-31
Sigenergy Technology Co Ltd | Sigenergy | Sigen Energy Storage System | SigenStor-12S-6.02 (AS4777-2 2020) | 6.02 | 6 | 2026-04-16 | 2027-12-31
Sigenergy Technology Co Ltd | Sigenergy | Sigen Energy Storage System | SigenStor-12S-9.04 (AS4777-2 2020) | 9.04 | 9 | 2026-04-16 | 2027-12-31
Sigenergy Technology Co Ltd | Sigenergy | Sigen Energy Storage System | SigenStor-12S-EV12-11.4 (AS4777-2 2020) | 11.4 | 11.3 | 2026-04-16 | 2027-12-31
Sigenergy Technology Co Ltd | Sigenergy | Sigen Energy Storage System | SigenStor-12S-EV12-12.04 (AS4777-2 2020) | 12.04 | 12 | 2026-04-16 | 2027-12-31
Sigenergy Technology Co Ltd | Sigenergy | Sigen Energy Storage System | SigenStor-12S-EV12-14.08 (AS4777-2 2020) | 14.08 | 14 | 2026-04-16 | 2027-12-31
Sigenergy Technology Co Ltd | Sigenergy | Sigen Energy Storage System | SigenStor-12S-EV12-14.42 (AS4777-2 2020) | 14.42 | 14.3 | 2026-04-16 | 2027-12-31
Sigenergy Technology Co Ltd | Sigenergy | Sigen Energy Storage System | SigenStor-12S-EV12-15.06 (AS4777-2 2020) | 15.06 | 15 | 2026-04-16 | 2027-12-31
Sigenergy Technology Co Ltd | Sigenergy | Sigen Energy Storage System | SigenStor-12S-EV12-16.78 (AS4777-2 2020) | 16.78 | 16.6 | 2026-04-16 | 2027-12-31
Sigenergy Technology Co Ltd | Sigenergy | Sigen Energy Storage System | SigenStor-12S-EV12-17.1 (AS4777-2 2020) | 17.1 | 17 | 2026-04-16 | 2027-12-31
Sigenergy Technology Co Ltd | Sigenergy | Sigen Energy Storage System | SigenStor-12S-EV12-18.08 (AS4777-2 2020) | 18.08 | 18 | 2026-04-16 | 2027-12-31
Sigenergy Technology Co Ltd | Sigenergy | Sigen Energy Storage System | SigenStor-12S-EV12-19.46 (AS4777-2 2020) | 19.46 | 19.3 | 2026-04-16 | 2027-12-31
Sigenergy Technology Co Ltd | Sigenergy | Sigen Energy Storage System | SigenStor-12S-EV12-19.8 (AS4777-2 2020) | 19.8 | 19.6 | 2026-04-16 | 2027-12-31
Sigenergy Technology Co Ltd | Sigenergy | Sigen Energy Storage System | SigenStor-12S-EV12-20.44 (AS4777-2 2020) | 20.44 | 20.3 | 2026-04-16 | 2027-12-31
Sigenergy Technology Co Ltd | Sigenergy | Sigen Energy Storage System | SigenStor-12S-EV12-21.08 (AS4777-2 2020) | 21.08 | 21 | 2026-04-16 | 2027-12-31
Sigenergy Technology Co Ltd | Sigenergy | Sigen Energy Storage System | SigenStor-12S-EV12-22.14 (AS4777-2 2020) | 22.14 | 22 | 2026-04-16 | 2027-12-31
Sigenergy Technology Co Ltd | Sigenergy | Sigen Energy Storage System | SigenStor-12S-EV12-22.48 (AS4777-2 2020) | 22.48 | 22.3 | 2026-04-16 | 2027-12-31
Sigenergy Technology Co Ltd | Sigenergy | Sigen Energy Storage System | SigenStor-12S-EV12-23.12 (AS4777-2 2020) | 23.12 | 23 | 2026-04-16 | 2027-12-31
Sigenergy Technology Co Ltd | Sigenergy | Sigen Energy Storage System | SigenStor-12S-EV12-23.46 (AS4777-2 2020) | 23.46 | 23.3 | 2026-04-16 | 2027-12-31
Sigenergy Technology Co Ltd | Sigenergy | Sigen Energy Storage System | SigenStor-12S-EV12-24.1 (AS4777-2 2020) | 24.1 | 24 | 2026-04-16 | 2027-12-31
Sigenergy Technology Co Ltd | Sigenergy | Sigen Energy Storage System | SigenStor-12S-EV12-24.84 (AS4777-2 2020) | 24.84 | 24.6 | 2026-04-16 | 2027-12-31
Sigenergy Technology Co Ltd | Sigenergy | Sigen Energy Storage System | SigenStor-12S-EV12-25.16 (AS4777-2 2020) | 25.16 | 25 | 2026-04-16 | 2027-12-31
Sigenergy Technology Co Ltd | Sigenergy | Sigen Energy Storage System | SigenStor-12S-EV12-25.82 (AS4777-2 2020) | 25.82 | 25.6 | 2026-04-16 | 2027-12-31
Sigenergy Technology Co Ltd | Sigenergy | Sigen Energy Storage System | SigenStor-12S-EV12-26.14 (AS4777-2 2020) | 26.14 | 26 | 2026-04-16 | 2027-12-31
Sigenergy Technology Co Ltd | Sigenergy | Sigen Energy Storage System | SigenStor-12S-EV12-27.12 (AS4777-2 2020) | 27.12 | 27 | 2026-04-16 | 2027-12-31
Sigenergy Technology Co Ltd | Sigenergy | Sigen Energy Storage System | SigenStor-12S-EV12-27.52 (AS4777-2 2020) | 27.52 | 27.3 | 2026-04-16 | 2027-12-31
Sigenergy Technology Co Ltd | Sigenergy | Sigen Energy Storage System | SigenStor-12S-EV12-27.86 (AS4777-2 2020) | 27.86 | 27.6 | 2026-04-16 | 2027-12-31
Sigenergy Technology Co Ltd | Sigenergy | Sigen Energy Storage System | SigenStor-12S-EV12-28.5 (AS4777-2 2020) | 28.5 | 28.3 | 2026-04-16 | 2027-12-31
Sigenergy Technology Co Ltd | Sigenergy | Sigen Energy Storage System | SigenStor-12S-EV12-28.84 (AS4777-2 2020) | 28.84 | 28.6 | 2026-04-16 | 2027-12-31
Sigenergy Technology Co Ltd | Sigenergy | Sigen Energy Storage System | SigenStor-12S-EV12-29.48 (AS4777-2 2020) | 29.48 | 29.3 | 2026-04-16 | 2027-12-31
Sigenergy Technology Co Ltd | Sigenergy | Sigen Energy Storage System | SigenStor-12S-EV12-30.12 (AS4777-2 2020) | 30.12 | 30 | 2026-04-16 | 2027-12-31
Sigenergy Technology Co Ltd | Sigenergy | Sigen Energy Storage System | SigenStor-12S-EV12-30.2 (AS4777-2 2020) | 30.2 | 30 | 2026-04-16 | 2027-12-31
Sigenergy Technology Co Ltd | Sigenergy | Sigen Energy Storage System | SigenStor-12S-EV12-30.54 (AS4777-2 2020) | 30.54 | 30.3 | 2026-04-16 | 2027-12-31
Sigenergy Technology Co Ltd | Sigenergy | Sigen Energy Storage System | SigenStor-12S-EV12-31.18 (AS4777-2 2020) | 31.18 | 31 | 2026-04-16 | 2027-12-31
Sigenergy Technology Co Ltd | Sigenergy | Sigen Energy Storage System | SigenStor-12S-EV12-31.52 (AS4777-2 2020) | 31.52 | 31.3 | 2026-04-16 | 2027-12-31
Sigenergy Technology Co Ltd | Sigenergy | Sigen Energy Storage System | SigenStor-12S-EV12-32.16 (AS4777-2 2020) | 32.16 | 32 | 2026-04-16 | 2027-12-31
Sigenergy Technology Co Ltd | Sigenergy | Sigen Energy Storage System | SigenStor-12S-EV12-32.5 (AS4777-2 2020) | 32.5 | 32.3 | 2026-04-16 | 2027-12-31
Sigenergy Technology Co Ltd | Sigenergy | Sigen Energy Storage System | SigenStor-12S-EV12-32.9 (AS4777-2 2020) | 32.9 | 32.6 | 2026-04-16 | 2027-12-31
Sigenergy Technology Co Ltd | Sigenergy | Sigen Energy Storage System | SigenStor-12S-EV12-33.14 (AS4777-2 2020) | 33.14 | 33 | 2026-04-16 | 2027-12-31
Sigenergy Technology Co Ltd | Sigenergy | Sigen Energy Storage System | SigenStor-12S-EV12-33.22 (AS4777-2 2020) | 33.22 | 33 | 2026-04-16 | 2027-12-31
Sigenergy Technology Co Ltd | Sigenergy | Sigen Energy Storage System | SigenStor-12S-EV12-33.88 (AS4777-2 2020) | 33.88 | 33.6 | 2026-04-16 | 2027-12-31
Sigenergy Technology Co Ltd | Sigenergy | Sigen Energy Storage System | SigenStor-12S-EV12-34.2 (AS4777-2 2020) | 34.2 | 34 | 2026-04-16 | 2027-12-31
Sigenergy Technology Co Ltd | Sigenergy | Sigen Energy Storage System | SigenStor-12S-EV12-34.86 (AS4777-2 2020) | 34.86 | 34.6 | 2026-04-16 | 2027-12-31
Sigenergy Technology Co Ltd | Sigenergy | Sigen Energy Storage System | SigenStor-12S-EV12-35.18 (AS4777-2 2020) | 35.18 | 35 | 2026-04-16 | 2027-12-31
Sigenergy Technology Co Ltd | Sigenergy | Sigen Energy Storage System | SigenStor-12S-EV12-35.58 (AS4777-2 2020) | 35.58 | 35.3 | 2026-04-16 | 2027-12-31
Sigenergy Technology Co Ltd | Sigenergy | Sigen Energy Storage System | SigenStor-12S-EV12-35.92 (AS4777-2 2020) | 35.92 | 35.6 | 2026-04-16 | 2027-12-31
Sigenergy Technology Co Ltd | Sigenergy | Sigen Energy Storage System | SigenStor-12S-EV12-36.16 (AS4777-2 2020) | 36.16 | 36 | 2026-04-16 | 2027-12-31
Sigenergy Technology Co Ltd | Sigenergy | Sigen Energy Storage System | SigenStor-12S-EV12-36.56 (AS4777-2 2020) | 36.56 | 36.3 | 2026-04-16 | 2027-12-31
Sigenergy Technology Co Ltd | Sigenergy | Sigen Energy Storage System | SigenStor-12S-EV12-36.9 (AS4777-2 2020) | 36.9 | 36.6 | 2026-04-16 | 2027-12-31
Sigenergy Technology Co Ltd | Sigenergy | Sigen Energy Storage System | SigenStor-12S-EV12-37.54 (AS4777-2 2020) | 37.54 | 37.3 | 2026-04-16 | 2027-12-31
Sigenergy Technology Co Ltd | Sigenergy | Sigen Energy Storage System | SigenStor-12S-EV12-37.88 (AS4777-2 2020) | 37.88 | 37.6 | 2026-04-16 | 2027-12-31
Sigenergy Technology Co Ltd | Sigenergy | Sigen Energy Storage System | SigenStor-12S-EV12-38.26 (AS4777-2 2020) | 38.26 | 38 | 2026-04-16 | 2027-12-31
Sigenergy Technology Co Ltd | Sigenergy | Sigen Energy Storage System | SigenStor-12S-EV12-38.52 (AS4777-2 2020) | 38.52 | 38.3 | 2026-04-16 | 2027-12-31
Sigenergy Technology Co Ltd | Sigenergy | Sigen Energy Storage System | SigenStor-12S-EV12-38.6 (AS4777-2 2020) | 38.6 | 38.3 | 2026-04-16 | 2027-12-31
Sigenergy Technology Co Ltd | Sigenergy | Sigen Energy Storage System | SigenStor-12S-EV12-39.16 (AS4777-2 2020) | 39.16 | 39 | 2026-04-16 | 2027-12-31
Sigenergy Technology Co Ltd | Sigenergy | Sigen Energy Storage System | SigenStor-12S-EV12-39.24 (AS4777-2 2020) | 39.24 | 39 | 2026-04-16 | 2027-12-31
Sigenergy Technology Co Ltd | Sigenergy | Sigen Energy Storage System | SigenStor-12S-EV12-39.58 (AS4777-2 2020) | 39.58 | 39.3 | 2026-04-16 | 2027-12-31
Sigenergy Technology Co Ltd | Sigenergy | Sigen Energy Storage System | SigenStor-12S-EV12-40.22 (AS4777-2 2020) | 40.22 | 40 | 2026-04-16 | 2027-12-31
Sigenergy Technology Co Ltd | Sigenergy | Sigen Energy Storage System | SigenStor-12S-EV12-40.56 (AS4777-2 2020) | 40.56 | 40.3 | 2026-04-16 | 2027-12-31
Sigenergy Technology Co Ltd | Sigenergy | Sigen Energy Storage System | SigenStor-12S-EV12-41.2 (AS4777-2 2020) | 41.2 | 41 | 2026-04-16 | 2027-12-31
Sigenergy Technology Co Ltd | Sigenergy | Sigen Energy Storage System | SigenStor-12S-EV12-41.28 (AS4777-2 2020) | 41.28 | 41 | 2026-04-16 | 2027-12-31
Sigenergy Technology Co Ltd | Sigenergy | Sigen Energy Storage System | SigenStor-12S-EV12-41.54 (AS4777-2 2020) | 41.54 | 41.3 | 2026-04-16 | 2027-12-31
Sigenergy Technology Co Ltd | Sigenergy | Sigen Energy Storage System | SigenStor-12S-EV12-42.18 (AS4777-2 2020) | 42.18 | 42 | 2026-04-16 | 2027-12-31
Sigenergy Technology Co Ltd | Sigenergy | Sigen Energy Storage System | SigenStor-12S-EV12-42.26 (AS4777-2 2020) | 42.26 | 42 | 2026-04-16 | 2027-12-31
Sigenergy Technology Co Ltd | Sigenergy | Sigen Energy Storage System | SigenStor-12S-EV12-43.24 (AS4777-2 2020) | 43.24 | 43 | 2026-04-16 | 2027-12-31
Sigenergy Technology Co Ltd | Sigenergy | Sigen Energy Storage System | SigenStor-12S-EV12-44.22 (AS4777-2 2020) | 44.22 | 44 | 2026-04-16 | 2027-12-31
Sigenergy Technology Co Ltd | Sigenergy | Sigen Energy Storage System | SigenStor-12S-EV12-45.2 (AS4777-2 2020) | 45.2 | 45 | 2026-04-16 | 2027-12-31
Sigenergy Technology Co Ltd | Sigenergy | Sigen Energy Storage System | SigenStor-12S-EV12-6.02 (AS4777-2 2020) | 6.02 | 6 | 2026-04-16 | 2027-12-31
Sigenergy Technology Co Ltd | Sigenergy | Sigen Energy Storage System | SigenStor-12S-EV12-9.04 (AS4777-2 2020) | 9.04 | 9 | 2026-04-16 | 2027-12-31
Sigenergy Technology Co Ltd | Sigenergy | Sigen Energy Storage System | SigenStor-12S-EV25-11.4 (AS4777-2 2020) | 11.4 | 11.3 | 2026-04-16 | 2027-12-31
Sigenergy Technology Co Ltd | Sigenergy | Sigen Energy Storage System | SigenStor-12S-EV25-12.04 (AS4777-2 2020) | 12.04 | 12 | 2026-04-16 | 2027-12-31
Sigenergy Technology Co Ltd | Sigenergy | Sigen Energy Storage System | SigenStor-12S-EV25-14.08 (AS4777-2 2020) | 14.08 | 14 | 2026-04-16 | 2027-12-31
Sigenergy Technology Co Ltd | Sigenergy | Sigen Energy Storage System | SigenStor-12S-EV25-14.42 (AS4777-2 2020) | 14.42 | 14.3 | 2026-04-16 | 2027-12-31
Sigenergy Technology Co Ltd | Sigenergy | Sigen Energy Storage System | SigenStor-12S-EV25-15.06 (AS4777-2 2020) | 15.06 | 15 | 2026-04-16 | 2027-12-31
Sigenergy Technology Co Ltd | Sigenergy | Sigen Energy Storage System | SigenStor-12S-EV25-16.78 (AS4777-2 2020) | 16.78 | 16.6 | 2026-04-16 | 2027-12-31
Sigenergy Technology Co Ltd | Sigenergy | Sigen Energy Storage System | SigenStor-12S-EV25-17.1 (AS4777-2 2020) | 17.1 | 17 | 2026-04-16 | 2027-12-31
Sigenergy Technology Co Ltd | Sigenergy | Sigen Energy Storage System | SigenStor-12S-EV25-18.08 (AS4777-2 2020) | 18.08 | 18 | 2026-04-16 | 2027-12-31
Sigenergy Technology Co Ltd | Sigenergy | Sigen Energy Storage System | SigenStor-12S-EV25-19.46 (AS4777-2 2020) | 19.46 | 19.3 | 2026-04-16 | 2027-12-31
Sigenergy Technology Co Ltd | Sigenergy | Sigen Energy Storage System | SigenStor-12S-EV25-19.8 (AS4777-2 2020) | 19.8 | 19.6 | 2026-04-16 | 2027-12-31
Sigenergy Technology Co Ltd | Sigenergy | Sigen Energy Storage System | SigenStor-12S-EV25-20.44 (AS4777-2 2020) | 20.44 | 20.3 | 2026-04-16 | 2027-12-31
Sigenergy Technology Co Ltd | Sigenergy | Sigen Energy Storage System | SigenStor-12S-EV25-21.08 (AS4777-2 2020) | 21.08 | 21 | 2026-04-16 | 2027-12-31
Sigenergy Technology Co Ltd | Sigenergy | Sigen Energy Storage System | SigenStor-12S-EV25-22.14 (AS4777-2 2020) | 22.14 | 22 | 2026-04-16 | 2027-12-31
Sigenergy Technology Co Ltd | Sigenergy | Sigen Energy Storage System | SigenStor-12S-EV25-22.48 (AS4777-2 2020) | 22.48 | 22.3 | 2026-04-16 | 2027-12-31
Sigenergy Technology Co Ltd | Sigenergy | Sigen Energy Storage System | SigenStor-12S-EV25-23.12 (AS4777-2 2020) | 23.12 | 23 | 2026-04-16 | 2027-12-31
Sigenergy Technology Co Ltd | Sigenergy | Sigen Energy Storage System | SigenStor-12S-EV25-23.46 (AS4777-2 2020) | 23.46 | 23.3 | 2026-04-16 | 2027-12-31
Sigenergy Technology Co Ltd | Sigenergy | Sigen Energy Storage System | SigenStor-12S-EV25-24.1 (AS4777-2 2020) | 24.1 | 24 | 2026-04-16 | 2027-12-31
Sigenergy Technology Co Ltd | Sigenergy | Sigen Energy Storage System | SigenStor-12S-EV25-24.84 (AS4777-2 2020) | 24.84 | 24.6 | 2026-04-16 | 2027-12-31
Sigenergy Technology Co Ltd | Sigenergy | Sigen Energy Storage System | SigenStor-12S-EV25-25.16 (AS4777-2 2020) | 25.16 | 25 | 2026-04-16 | 2027-12-31
Sigenergy Technology Co Ltd | Sigenergy | Sigen Energy Storage System | SigenStor-12S-EV25-25.82 (AS4777-2 2020) | 25.82 | 25.6 | 2026-04-16 | 2027-12-31
Sigenergy Technology Co Ltd | Sigenergy | Sigen Energy Storage System | SigenStor-12S-EV25-26.14 (AS4777-2 2020) | 26.14 | 26 | 2026-04-16 | 2027-12-31
Sigenergy Technology Co Ltd | Sigenergy | Sigen Energy Storage System | SigenStor-12S-EV25-27.12 (AS4777-2 2020) | 27.12 | 27 | 2026-04-16 | 2027-12-31
Sigenergy Technology Co Ltd | Sigenergy | Sigen Energy Storage System | SigenStor-12S-EV25-27.52 (AS4777-2 2020) | 27.52 | 27.3 | 2026-04-16 | 2027-12-31
Sigenergy Technology Co Ltd | Sigenergy | Sigen Energy Storage System | SigenStor-12S-EV25-27.86 (AS4777-2 2020) | 27.86 | 27.6 | 2026-04-16 | 2027-12-31
Sigenergy Technology Co Ltd | Sigenergy | Sigen Energy Storage System | SigenStor-12S-EV25-28.5 (AS4777-2 2020) | 28.5 | 28.3 | 2026-04-16 | 2027-12-31
Sigenergy Technology Co Ltd | Sigenergy | Sigen Energy Storage System | SigenStor-12S-EV25-28.84 (AS4777-2 2020) | 28.84 | 28.6 | 2026-04-16 | 2027-12-31
Sigenergy Technology Co Ltd | Sigenergy | Sigen Energy Storage System | SigenStor-12S-EV25-29.48 (AS4777-2 2020) | 29.48 | 29.3 | 2026-04-16 | 2027-12-31
Sigenergy Technology Co Ltd | Sigenergy | Sigen Energy Storage System | SigenStor-12S-EV25-30.12 (AS4777-2 2020) | 30.12 | 30 | 2026-04-16 | 2027-12-31
Sigenergy Technology Co Ltd | Sigenergy | Sigen Energy Storage System | SigenStor-12S-EV25-30.2 (AS4777-2 2020) | 30.2 | 30 | 2026-04-16 | 2027-12-31
Sigenergy Technology Co Ltd | Sigenergy | Sigen Energy Storage System | SigenStor-12S-EV25-30.54 (AS4777-2 2020) | 30.54 | 30.3 | 2026-04-16 | 2027-12-31
Sigenergy Technology Co Ltd | Sigenergy | Sigen Energy Storage System | SigenStor-12S-EV25-31.18 (AS4777-2 2020) | 31.18 | 31 | 2026-04-16 | 2027-12-31
Sigenergy Technology Co Ltd | Sigenergy | Sigen Energy Storage System | SigenStor-12S-EV25-31.52 (AS4777-2 2020) | 31.52 | 31.3 | 2026-04-16 | 2027-12-31
Sigenergy Technology Co Ltd | Sigenergy | Sigen Energy Storage System | SigenStor-12S-EV25-32.16 (AS4777-2 2020) | 32.16 | 32 | 2026-04-16 | 2027-12-31
Sigenergy Technology Co Ltd | Sigenergy | Sigen Energy Storage System | SigenStor-12S-EV25-32.5 (AS4777-2 2020) | 32.5 | 32.3 | 2026-04-16 | 2027-12-31
Sigenergy Technology Co Ltd | Sigenergy | Sigen Energy Storage System | SigenStor-12S-EV25-32.9 (AS4777-2 2020) | 32.9 | 32.6 | 2026-04-16 | 2027-12-31
Sigenergy Technology Co Ltd | Sigenergy | Sigen Energy Storage System | SigenStor-12S-EV25-33.14 (AS4777-2 2020) | 33.14 | 33 | 2026-04-16 | 2027-12-31
Sigenergy Technology Co Ltd | Sigenergy | Sigen Energy Storage System | SigenStor-12S-EV25-33.22 (AS4777-2 2020) | 33.22 | 33 | 2026-04-16 | 2027-12-31
Sigenergy Technology Co Ltd | Sigenergy | Sigen Energy Storage System | SigenStor-12S-EV25-33.88 (AS4777-2 2020) | 33.88 | 33.6 | 2026-04-16 | 2027-12-31
Sigenergy Technology Co Ltd | Sigenergy | Sigen Energy Storage System | SigenStor-12S-EV25-34.2 (AS4777-2 2020) | 34.2 | 34 | 2026-04-16 | 2027-12-31
Sigenergy Technology Co Ltd | Sigenergy | Sigen Energy Storage System | SigenStor-12S-EV25-34.86 (AS4777-2 2020) | 34.86 | 34.6 | 2026-04-16 | 2027-12-31
Sigenergy Technology Co Ltd | Sigenergy | Sigen Energy Storage System | SigenStor-12S-EV25-35.18 (AS4777-2 2020) | 35.18 | 35 | 2026-04-16 | 2027-12-31
Sigenergy Technology Co Ltd | Sigenergy | Sigen Energy Storage System | SigenStor-12S-EV25-35.58 (AS4777-2 2020) | 35.58 | 35.3 | 2026-04-16 | 2027-12-31
Sigenergy Technology Co Ltd | Sigenergy | Sigen Energy Storage System | SigenStor-12S-EV25-35.92 (AS4777-2 2020) | 35.92 | 35.6 | 2026-04-16 | 2027-12-31
Sigenergy Technology Co Ltd | Sigenergy | Sigen Energy Storage System | SigenStor-12S-EV25-36.16 (AS4777-2 2020) | 36.16 | 36 | 2026-04-16 | 2027-12-31
Sigenergy Technology Co Ltd | Sigenergy | Sigen Energy Storage System | SigenStor-12S-EV25-36.56 (AS4777-2 2020) | 36.56 | 36.3 | 2026-04-16 | 2027-12-31
Sigenergy Technology Co Ltd | Sigenergy | Sigen Energy Storage System | SigenStor-12S-EV25-36.9 (AS4777-2 2020) | 36.9 | 36.6 | 2026-04-16 | 2027-12-31
Sigenergy Technology Co Ltd | Sigenergy | Sigen Energy Storage System | SigenStor-12S-EV25-37.54 (AS4777-2 2020) | 37.54 | 37.3 | 2026-04-16 | 2027-12-31
Sigenergy Technology Co Ltd | Sigenergy | Sigen Energy Storage System | SigenStor-12S-EV25-37.88 (AS4777-2 2020) | 37.88 | 37.6 | 2026-04-16 | 2027-12-31
Sigenergy Technology Co Ltd | Sigenergy | Sigen Energy Storage System | SigenStor-12S-EV25-38.26 (AS4777-2 2020) | 38.26 | 38 | 2026-04-16 | 2027-12-31
Sigenergy Technology Co Ltd | Sigenergy | Sigen Energy Storage System | SigenStor-12S-EV25-38.52 (AS4777-2 2020) | 38.52 | 38.3 | 2026-04-16 | 2027-12-31
Sigenergy Technology Co Ltd | Sigenergy | Sigen Energy Storage System | SigenStor-12S-EV25-38.6 (AS4777-2 2020) | 38.6 | 38.3 | 2026-04-16 | 2027-12-31
Sigenergy Technology Co Ltd | Sigenergy | Sigen Energy Storage System | SigenStor-12S-EV25-39.16 (AS4777-2 2020) | 39.16 | 39 | 2026-04-16 | 2027-12-31
Sigenergy Technology Co Ltd | Sigenergy | Sigen Energy Storage System | SigenStor-12S-EV25-39.24 (AS4777-2 2020) | 39.24 | 39 | 2026-04-16 | 2027-12-31
Sigenergy Technology Co Ltd | Sigenergy | Sigen Energy Storage System | SigenStor-12S-EV25-39.58 (AS4777-2 2020) | 39.58 | 39.3 | 2026-04-16 | 2027-12-31
Sigenergy Technology Co Ltd | Sigenergy | Sigen Energy Storage System | SigenStor-12S-EV25-40.22 (AS4777-2 2020) | 40.22 | 40 | 2026-04-16 | 2027-12-31
Sigenergy Technology Co Ltd | Sigenergy | Sigen Energy Storage System | SigenStor-12S-EV25-40.56 (AS4777-2 2020) | 40.56 | 40.3 | 2026-04-16 | 2027-12-31
Sigenergy Technology Co Ltd | Sigenergy | Sigen Energy Storage System | SigenStor-12S-EV25-41.2 (AS4777-2 2020) | 41.2 | 41 | 2026-04-16 | 2027-12-31
Sigenergy Technology Co Ltd | Sigenergy | Sigen Energy Storage System | SigenStor-12S-EV25-41.28 (AS4777-2 2020) | 41.28 | 41 | 2026-04-16 | 2027-12-31
Sigenergy Technology Co Ltd | Sigenergy | Sigen Energy Storage System | SigenStor-12S-EV25-41.54 (AS4777-2 2020) | 41.54 | 41.3 | 2026-04-16 | 2027-12-31
Sigenergy Technology Co Ltd | Sigenergy | Sigen Energy Storage System | SigenStor-12S-EV25-42.18 (AS4777-2 2020) | 42.18 | 42 | 2026-04-16 | 2027-12-31
Sigenergy Technology Co Ltd | Sigenergy | Sigen Energy Storage System | SigenStor-12S-EV25-42.26 (AS4777-2 2020) | 42.26 | 42 | 2026-04-16 | 2027-12-31
Sigenergy Technology Co Ltd | Sigenergy | Sigen Energy Storage System | SigenStor-12S-EV25-43.24 (AS4777-2 2020) | 43.24 | 43 | 2026-04-16 | 2027-12-31
Sigenergy Technology Co Ltd | Sigenergy | Sigen Energy Storage System | SigenStor-12S-EV25-44.22 (AS4777-2 2020) | 44.22 | 44 | 2026-04-16 | 2027-12-31
Sigenergy Technology Co Ltd | Sigenergy | Sigen Energy Storage System | SigenStor-12S-EV25-45.2 (AS4777-2 2020) | 45.2 | 45 | 2026-04-16 | 2027-12-31
Sigenergy Technology Co Ltd | Sigenergy | Sigen Energy Storage System | SigenStor-12S-EV25-6.02 (AS4777-2 2020) | 6.02 | 6 | 2026-04-16 | 2027-12-31
Sigenergy Technology Co Ltd | Sigenergy | Sigen Energy Storage System | SigenStor-12S-EV25-9.04 (AS4777-2 2020) | 9.04 | 9 | 2026-04-16 | 2027-12-31
Sigenergy Technology Co Ltd | Sigenergy | Sigen Energy Storage System | SigenStor-15T-12.04 (AS4777-2 2020) | 12.04 | 12 | 2026-04-16 | 2027-12-31
Sigenergy Technology Co Ltd | Sigenergy | Sigen Energy Storage System | SigenStor-15T-15.06 (AS4777-2 2020) | 15.06 | 15 | 2026-04-16 | 2027-12-31
Sigenergy Technology Co Ltd | Sigenergy | Sigen Energy Storage System | SigenStor-15T-17.1 (AS4777-2 2020) | 17.1 | 17 | 2026-04-16 | 2027-12-31
Sigenergy Technology Co Ltd | Sigenergy | Sigen Energy Storage System | SigenStor-15T-18.08 (AS4777-2 2020) | 18.08 | 18 | 2026-04-16 | 2027-12-31
Sigenergy Technology Co Ltd | Sigenergy | Sigen Energy Storage System | SigenStor-15T-19.8 (AS4777-2 2020) | 19.8 | 19.6 | 2026-04-16 | 2027-12-31
Sigenergy Technology Co Ltd | Sigenergy | Sigen Energy Storage System | SigenStor-15T-21.08 (AS4777-2 2020) | 21.08 | 21 | 2026-04-16 | 2027-12-31
Sigenergy Technology Co Ltd | Sigenergy | Sigen Energy Storage System | SigenStor-15T-22.48 (AS4777-2 2020) | 22.48 | 22.3 | 2026-04-16 | 2027-12-31
Sigenergy Technology Co Ltd | Sigenergy | Sigen Energy Storage System | SigenStor-15T-24.1 (AS4777-2 2020) | 24.1 | 24 | 2026-04-16 | 2027-12-31
Sigenergy Technology Co Ltd | Sigenergy | Sigen Energy Storage System | SigenStor-15T-25.16 (AS4777-2 2020) | 25.16 | 25 | 2026-04-16 | 2027-12-31
Sigenergy Technology Co Ltd | Sigenergy | Sigen Energy Storage System | SigenStor-15T-26.14 (AS4777-2 2020) | 26.14 | 26 | 2026-04-16 | 2027-12-31
Sigenergy Technology Co Ltd | Sigenergy | Sigen Energy Storage System | SigenStor-15T-27.12 (AS4777-2 2020) | 27.12 | 27 | 2026-04-16 | 2027-12-31
Sigenergy Technology Co Ltd | Sigenergy | Sigen Energy Storage System | SigenStor-15T-28.84 (AS4777-2 2020) | 28.84 | 28.6 | 2026-04-16 | 2027-12-31
Sigenergy Technology Co Ltd | Sigenergy | Sigen Energy Storage System | SigenStor-15T-30.12 (AS4777-2 2020) | 30.12 | 30 | 2026-04-16 | 2027-12-31
Sigenergy Technology Co Ltd | Sigenergy | Sigen Energy Storage System | SigenStor-15T-31.52 (AS4777-2 2020) | 31.52 | 31.3 | 2026-04-16 | 2027-12-31
Sigenergy Technology Co Ltd | Sigenergy | Sigen Energy Storage System | SigenStor-15T-33.14 (AS4777-2 2020) | 33.14 | 33 | 2026-04-16 | 2027-12-31
Sigenergy Technology Co Ltd | Sigenergy | Sigen Energy Storage System | SigenStor-15T-33.22 (AS4777-2 2020) | 33.22 | 33 | 2026-04-16 | 2027-12-31
Sigenergy Technology Co Ltd | Sigenergy | Sigen Energy Storage System | SigenStor-15T-34.2 (AS4777-2 2020) | 34.2 | 34 | 2026-04-16 | 2027-12-31
Sigenergy Technology Co Ltd | Sigenergy | Sigen Energy Storage System | SigenStor-15T-35.18 (AS4777-2 2020) | 35.18 | 35 | 2026-04-16 | 2027-12-31
Sigenergy Technology Co Ltd | Sigenergy | Sigen Energy Storage System | SigenStor-15T-36.16 (AS4777-2 2020) | 36.16 | 36 | 2026-04-16 | 2027-12-31
Sigenergy Technology Co Ltd | Sigenergy | Sigen Energy Storage System | SigenStor-15T-39.16 (AS4777-2 2020) | 39.16 | 39 | 2026-04-16 | 2027-12-31
Sigenergy Technology Co Ltd | Sigenergy | Sigen Energy Storage System | SigenStor-15T-40.56 (AS4777-2 2020) | 40.56 | 40.3 | 2026-04-16 | 2027-12-31
Sigenergy Technology Co Ltd | Sigenergy | Sigen Energy Storage System | SigenStor-15T-41.28 (AS4777-2 2020) | 41.28 | 41 | 2026-04-16 | 2027-12-31
Sigenergy Technology Co Ltd | Sigenergy | Sigen Energy Storage System | SigenStor-15T-42.18 (AS4777-2 2020) | 42.18 | 42 | 2026-04-16 | 2027-12-31
Sigenergy Technology Co Ltd | Sigenergy | Sigen Energy Storage System | SigenStor-15T-42.26 (AS4777-2 2020) | 42.26 | 42 | 2026-04-16 | 2027-12-31
Sigenergy Technology Co Ltd | Sigenergy | Sigen Energy Storage System | SigenStor-15T-43.24 (AS4777-2 2020) | 43.24 | 43 | 2026-04-16 | 2027-12-31
Sigenergy Technology Co Ltd | Sigenergy | Sigen Energy Storage System | SigenStor-15T-44.22 (AS4777-2 2020) | 44.22 | 44 | 2026-04-16 | 2027-12-31
Sigenergy Technology Co Ltd | Sigenergy | Sigen Energy Storage System | SigenStor-15T-45.2 (AS4777-2 2020) | 45.2 | 45 | 2026-04-16 | 2027-12-31
Sigenergy Technology Co Ltd | Sigenergy | Sigen Energy Storage System | SigenStor-15T-48.2 (AS4777-2 2020) | 48.2 | 48 | 2026-04-16 | 2027-12-31
Sigenergy Technology Co Ltd | Sigenergy | Sigen Energy Storage System | SigenStor-15T-49.34 (AS4777-2 2020) | 49.34 | 49 | 2026-04-16 | 2027-12-31
Sigenergy Technology Co Ltd | Sigenergy | Sigen Energy Storage System | SigenStor-15T-49.6 (AS4777-2 2020) | 49.6 | 49.3 | 2026-04-16 | 2027-12-31
Sigenergy Technology Co Ltd | Sigenergy | Sigen Energy Storage System | SigenStor-15T-50.32 (AS4777-2 2020) | 50.32 | 50 | 2026-04-16 | 2027-12-31
Sigenergy Technology Co Ltd | Sigenergy | Sigen Energy Storage System | SigenStor-15T-51.22 (AS4777-2 2020) | 51.22 | 51 | 2026-04-16 | 2027-12-31
Sigenergy Technology Co Ltd | Sigenergy | Sigen Energy Storage System | SigenStor-15T-51.3 (AS4777-2 2020) | 51.3 | 51 | 2026-04-16 | 2027-12-31
Sigenergy Technology Co Ltd | Sigenergy | Sigen Energy Storage System | SigenStor-15T-52.28 (AS4777-2 2020) | 52.28 | 52 | 2026-04-16 | 2027-12-31
Sigenergy Technology Co Ltd | Sigenergy | Sigen Energy Storage System | SigenStor-15T-53.26 (AS4777-2 2020) | 53.26 | 53 | 2026-04-16 | 2027-12-31
Sigenergy Technology Co Ltd | Sigenergy | Sigen Energy Storage System | SigenStor-15T-54.24 (AS4777-2 2020) | 54.24 | 54 | 2026-04-16 | 2027-12-31
Sigenergy Technology Co Ltd | Sigenergy | Sigen Energy Storage System | SigenStor-15T-6.02 (AS4777-2 2020) | 6.02 | 6 | 2026-04-16 | 2027-12-31
Sigenergy Technology Co Ltd | Sigenergy | Sigen Energy Storage System | SigenStor-15T-9.04 (AS4777-2 2020) | 9.04 | 9 | 2026-04-16 | 2027-12-31
Sigenergy Technology Co Ltd | Sigenergy | Sigen Energy Storage System | SigenStor-15T-EV12-12.04 (AS4777-2 2020) | 12.04 | 12 | 2026-04-16 | 2027-12-31
Sigenergy Technology Co Ltd | Sigenergy | Sigen Energy Storage System | SigenStor-15T-EV12-15.06 (AS4777-2 2020) | 15.06 | 15 | 2026-04-16 | 2027-12-31
Sigenergy Technology Co Ltd | Sigenergy | Sigen Energy Storage System | SigenStor-15T-EV12-17.1 (AS4777-2 2020) | 17.1 | 17 | 2026-04-16 | 2027-12-31
Sigenergy Technology Co Ltd | Sigenergy | Sigen Energy Storage System | SigenStor-15T-EV12-18.08 (AS4777-2 2020) | 18.08 | 18 | 2026-04-16 | 2027-12-31
Sigenergy Technology Co Ltd | Sigenergy | Sigen Energy Storage System | SigenStor-15T-EV12-19.8 (AS4777-2 2020) | 19.8 | 19.6 | 2026-04-16 | 2027-12-31
Sigenergy Technology Co Ltd | Sigenergy | Sigen Energy Storage System | SigenStor-15T-EV12-21.08 (AS4777-2 2020) | 21.08 | 21 | 2026-04-16 | 2027-12-31
Sigenergy Technology Co Ltd | Sigenergy | Sigen Energy Storage System | SigenStor-15T-EV12-22.48 (AS4777-2 2020) | 22.48 | 22.3 | 2026-04-16 | 2027-12-31
Sigenergy Technology Co Ltd | Sigenergy | Sigen Energy Storage System | SigenStor-15T-EV12-24.1 (AS4777-2 2020) | 24.1 | 24 | 2026-04-16 | 2027-12-31
Sigenergy Technology Co Ltd | Sigenergy | Sigen Energy Storage System | SigenStor-15T-EV12-25.16 (AS4777-2 2020) | 25.16 | 25 | 2026-04-16 | 2027-12-31
Sigenergy Technology Co Ltd | Sigenergy | Sigen Energy Storage System | SigenStor-15T-EV12-26.14 (AS4777-2 2020) | 26.14 | 26 | 2026-04-16 | 2027-12-31
Sigenergy Technology Co Ltd | Sigenergy | Sigen Energy Storage System | SigenStor-15T-EV12-27.12 (AS4777-2 2020) | 27.12 | 27 | 2026-04-16 | 2027-12-31
Sigenergy Technology Co Ltd | Sigenergy | Sigen Energy Storage System | SigenStor-15T-EV12-28.84 (AS4777-2 2020) | 28.84 | 28.6 | 2026-04-16 | 2027-12-31
Sigenergy Technology Co Ltd | Sigenergy | Sigen Energy Storage System | SigenStor-15T-EV12-30.12 (AS4777-2 2020) | 30.12 | 30 | 2026-04-16 | 2027-12-31
Sigenergy Technology Co Ltd | Sigenergy | Sigen Energy Storage System | SigenStor-15T-EV12-31.52 (AS4777-2 2020) | 31.52 | 31.3 | 2026-04-16 | 2027-12-31
Sigenergy Technology Co Ltd | Sigenergy | Sigen Energy Storage System | SigenStor-15T-EV12-33.14 (AS4777-2 2020) | 33.14 | 33 | 2026-04-16 | 2027-12-31
Sigenergy Technology Co Ltd | Sigenergy | Sigen Energy Storage System | SigenStor-15T-EV12-33.22 (AS4777-2 2020) | 33.22 | 33 | 2026-04-16 | 2027-12-31
Sigenergy Technology Co Ltd | Sigenergy | Sigen Energy Storage System | SigenStor-15T-EV12-34.2 (AS4777-2 2020) | 34.2 | 34 | 2026-04-16 | 2027-12-31
Sigenergy Technology Co Ltd | Sigenergy | Sigen Energy Storage System | SigenStor-15T-EV12-35.18 (AS4777-2 2020) | 35.18 | 35 | 2026-04-16 | 2027-12-31
Sigenergy Technology Co Ltd | Sigenergy | Sigen Energy Storage System | SigenStor-15T-EV12-36.16 (AS4777-2 2020) | 36.16 | 36 | 2026-04-16 | 2027-12-31
Sigenergy Technology Co Ltd | Sigenergy | Sigen Energy Storage System | SigenStor-15T-EV12-39.16 (AS4777-2 2020) | 39.16 | 39 | 2026-04-16 | 2027-12-31
Sigenergy Technology Co Ltd | Sigenergy | Sigen Energy Storage System | SigenStor-15T-EV12-40.56 (AS4777-2 2020) | 40.56 | 40.3 | 2026-04-16 | 2027-12-31
Sigenergy Technology Co Ltd | Sigenergy | Sigen Energy Storage System | SigenStor-15T-EV12-41.28 (AS4777-2 2020) | 41.28 | 41 | 2026-04-16 | 2027-12-31
Sigenergy Technology Co Ltd | Sigenergy | Sigen Energy Storage System | SigenStor-15T-EV12-42.18 (AS4777-2 2020) | 42.18 | 42 | 2026-04-16 | 2027-12-31
Sigenergy Technology Co Ltd | Sigenergy | Sigen Energy Storage System | SigenStor-15T-EV12-42.26 (AS4777-2 2020) | 42.26 | 42 | 2026-04-16 | 2027-12-31
Sigenergy Technology Co Ltd | Sigenergy | Sigen Energy Storage System | SigenStor-15T-EV12-43.24 (AS4777-2 2020) | 43.24 | 43 | 2026-04-16 | 2027-12-31
Sigenergy Technology Co Ltd | Sigenergy | Sigen Energy Storage System | SigenStor-15T-EV12-44.22 (AS4777-2 2020) | 44.22 | 44 | 2026-04-16 | 2027-12-31
Sigenergy Technology Co Ltd | Sigenergy | Sigen Energy Storage System | SigenStor-15T-EV12-45.2 (AS4777-2 2020) | 45.2 | 45 | 2026-04-16 | 2027-12-31
Sigenergy Technology Co Ltd | Sigenergy | Sigen Energy Storage System | SigenStor-15T-EV12-6.02 (AS4777-2 2020) | 6.02 | 6 | 2026-04-16 | 2027-12-31
Sigenergy Technology Co Ltd | Sigenergy | Sigen Energy Storage System | SigenStor-15T-EV12-9.04 (AS4777-2 2020) | 9.04 | 9 | 2026-04-16 | 2027-12-31
Sigenergy Technology Co Ltd | Sigenergy | Sigen Energy Storage System | SigenStor-15T-EV25-12.04 (AS4777-2 2020) | 12.04 | 12 | 2026-04-16 | 2027-12-31
Sigenergy Technology Co Ltd | Sigenergy | Sigen Energy Storage System | SigenStor-15T-EV25-15.06 (AS4777-2 2020) | 15.06 | 15 | 2026-04-16 | 2027-12-31
Sigenergy Technology Co Ltd | Sigenergy | Sigen Energy Storage System | SigenStor-15T-EV25-17.1 (AS4777-2 2020) | 17.1 | 17 | 2026-04-16 | 2027-12-31
Sigenergy Technology Co Ltd | Sigenergy | Sigen Energy Storage System | SigenStor-15T-EV25-18.08 (AS4777-2 2020) | 18.08 | 18 | 2026-04-16 | 2027-12-31
Sigenergy Technology Co Ltd | Sigenergy | Sigen Energy Storage System | SigenStor-15T-EV25-19.8 (AS4777-2 2020) | 19.8 | 19.6 | 2026-04-16 | 2027-12-31
Sigenergy Technology Co Ltd | Sigenergy | Sigen Energy Storage System | SigenStor-15T-EV25-21.08 (AS4777-2 2020) | 21.08 | 21 | 2026-04-16 | 2027-12-31
Sigenergy Technology Co Ltd | Sigenergy | Sigen Energy Storage System | SigenStor-15T-EV25-22.48 (AS4777-2 2020) | 22.48 | 22.3 | 2026-04-16 | 2027-12-31
Sigenergy Technology Co Ltd | Sigenergy | Sigen Energy Storage System | SigenStor-15T-EV25-24.1 (AS4777-2 2020) | 24.1 | 24 | 2026-04-16 | 2027-12-31
Sigenergy Technology Co Ltd | Sigenergy | Sigen Energy Storage System | SigenStor-15T-EV25-25.16 (AS4777-2 2020) | 25.16 | 25 | 2026-04-16 | 2027-12-31
Sigenergy Technology Co Ltd | Sigenergy | Sigen Energy Storage System | SigenStor-15T-EV25-26.14 (AS4777-2 2020) | 26.14 | 26 | 2026-04-16 | 2027-12-31
Sigenergy Technology Co Ltd | Sigenergy | Sigen Energy Storage System | SigenStor-15T-EV25-27.12 (AS4777-2 2020) | 27.12 | 27 | 2026-04-16 | 2027-12-31
Sigenergy Technology Co Ltd | Sigenergy | Sigen Energy Storage System | SigenStor-15T-EV25-28.84 (AS4777-2 2020) | 28.84 | 28.6 | 2026-04-16 | 2027-12-31
Sigenergy Technology Co Ltd | Sigenergy | Sigen Energy Storage System | SigenStor-15T-EV25-30.12 (AS4777-2 2020) | 30.12 | 30 | 2026-04-16 | 2027-12-31
Sigenergy Technology Co Ltd | Sigenergy | Sigen Energy Storage System | SigenStor-15T-EV25-31.52 (AS4777-2 2020) | 31.52 | 31.3 | 2026-04-16 | 2027-12-31
Sigenergy Technology Co Ltd | Sigenergy | Sigen Energy Storage System | SigenStor-15T-EV25-33.14 (AS4777-2 2020) | 33.14 | 33 | 2026-04-16 | 2027-12-31
Sigenergy Technology Co Ltd | Sigenergy | Sigen Energy Storage System | SigenStor-15T-EV25-33.22 (AS4777-2 2020) | 33.22 | 33 | 2026-04-16 | 2027-12-31
Sigenergy Technology Co Ltd | Sigenergy | Sigen Energy Storage System | SigenStor-15T-EV25-34.2 (AS4777-2 2020) | 34.2 | 34 | 2026-04-16 | 2027-12-31
Sigenergy Technology Co Ltd | Sigenergy | Sigen Energy Storage System | SigenStor-15T-EV25-35.18 (AS4777-2 2020) | 35.18 | 35 | 2026-04-16 | 2027-12-31
Sigenergy Technology Co Ltd | Sigenergy | Sigen Energy Storage System | SigenStor-15T-EV25-36.16 (AS4777-2 2020) | 36.16 | 36 | 2026-04-16 | 2027-12-31
Sigenergy Technology Co Ltd | Sigenergy | Sigen Energy Storage System | SigenStor-15T-EV25-39.16 (AS4777-2 2020) | 39.16 | 39 | 2026-04-16 | 2027-12-31
Sigenergy Technology Co Ltd | Sigenergy | Sigen Energy Storage System | SigenStor-15T-EV25-40.56 (AS4777-2 2020) | 40.56 | 40.3 | 2026-04-16 | 2027-12-31
Sigenergy Technology Co Ltd | Sigenergy | Sigen Energy Storage System | SigenStor-15T-EV25-41.28 (AS4777-2 2020) | 41.28 | 41 | 2026-04-16 | 2027-12-31
Sigenergy Technology Co Ltd | Sigenergy | Sigen Energy Storage System | SigenStor-15T-EV25-42.18 (AS4777-2 2020) | 42.18 | 42 | 2026-04-16 | 2027-12-31
Sigenergy Technology Co Ltd | Sigenergy | Sigen Energy Storage System | SigenStor-15T-EV25-42.26 (AS4777-2 2020) | 42.26 | 42 | 2026-04-16 | 2027-12-31
Sigenergy Technology Co Ltd | Sigenergy | Sigen Energy Storage System | SigenStor-15T-EV25-43.24 (AS4777-2 2020) | 43.24 | 43 | 2026-04-16 | 2027-12-31
Sigenergy Technology Co Ltd | Sigenergy | Sigen Energy Storage System | SigenStor-15T-EV25-44.22 (AS4777-2 2020) | 44.22 | 44 | 2026-04-16 | 2027-12-31
Sigenergy Technology Co Ltd | Sigenergy | Sigen Energy Storage System | SigenStor-15T-EV25-45.2 (AS4777-2 2020) | 45.2 | 45 | 2026-04-16 | 2027-12-31
Sigenergy Technology Co Ltd | Sigenergy | Sigen Energy Storage System | SigenStor-15T-EV25-6.02 (AS4777-2 2020) | 6.02 | 6 | 2026-04-16 | 2027-12-31
Sigenergy Technology Co Ltd | Sigenergy | Sigen Energy Storage System | SigenStor-15T-EV25-9.04 (AS4777-2 2020) | 9.04 | 9 | 2026-04-16 | 2027-12-31
Sigenergy Technology Co Ltd | Sigenergy | Sigen Energy Storage System | SigenStor-20T-12.04 (AS4777-2 2020) | 12.04 | 12 | 2026-04-16 | 2027-12-31
Sigenergy Technology Co Ltd | Sigenergy | Sigen Energy Storage System | SigenStor-20T-15.06 (AS4777-2 2020) | 15.06 | 15 | 2026-04-16 | 2027-12-31
Sigenergy Technology Co Ltd | Sigenergy | Sigen Energy Storage System | SigenStor-20T-17.1 (AS4777-2 2020) | 17.1 | 17 | 2026-04-16 | 2027-12-31
Sigenergy Technology Co Ltd | Sigenergy | Sigen Energy Storage System | SigenStor-20T-18.08 (AS4777-2 2020) | 18.08 | 18 | 2026-04-16 | 2027-12-31
Sigenergy Technology Co Ltd | Sigenergy | Sigen Energy Storage System | SigenStor-20T-19.8 (AS4777-2 2020) | 19.8 | 19.6 | 2026-04-16 | 2027-12-31
Sigenergy Technology Co Ltd | Sigenergy | Sigen Energy Storage System | SigenStor-20T-21.08 (AS4777-2 2020) | 21.08 | 21 | 2026-04-16 | 2027-12-31
Sigenergy Technology Co Ltd | Sigenergy | Sigen Energy Storage System | SigenStor-20T-22.48 (AS4777-2 2020) | 22.48 | 22.3 | 2026-04-16 | 2027-12-31
Sigenergy Technology Co Ltd | Sigenergy | Sigen Energy Storage System | SigenStor-20T-24.1 (AS4777-2 2020) | 24.1 | 24 | 2026-04-16 | 2027-12-31
Sigenergy Technology Co Ltd | Sigenergy | Sigen Energy Storage System | SigenStor-20T-25.16 (AS4777-2 2020) | 25.16 | 25 | 2026-04-16 | 2027-12-31
Sigenergy Technology Co Ltd | Sigenergy | Sigen Energy Storage System | SigenStor-20T-26.14 (AS4777-2 2020) | 26.14 | 26 | 2026-04-16 | 2027-12-31
Sigenergy Technology Co Ltd | Sigenergy | Sigen Energy Storage System | SigenStor-20T-27.12 (AS4777-2 2020) | 27.12 | 27 | 2026-04-16 | 2027-12-31
Sigenergy Technology Co Ltd | Sigenergy | Sigen Energy Storage System | SigenStor-20T-28.84 (AS4777-2 2020) | 28.84 | 28.6 | 2026-04-16 | 2027-12-31
Sigenergy Technology Co Ltd | Sigenergy | Sigen Energy Storage System | SigenStor-20T-30.12 (AS4777-2 2020) | 30.12 | 30 | 2026-04-16 | 2027-12-31
Sigenergy Technology Co Ltd | Sigenergy | Sigen Energy Storage System | SigenStor-20T-31.52 (AS4777-2 2020) | 31.52 | 31.3 | 2026-04-16 | 2027-12-31
Sigenergy Technology Co Ltd | Sigenergy | Sigen Energy Storage System | SigenStor-20T-33.14 (AS4777-2 2020) | 33.14 | 33 | 2026-04-16 | 2027-12-31
Sigenergy Technology Co Ltd | Sigenergy | Sigen Energy Storage System | SigenStor-20T-33.22 (AS4777-2 2020) | 33.22 | 33 | 2026-04-16 | 2027-12-31
Sigenergy Technology Co Ltd | Sigenergy | Sigen Energy Storage System | SigenStor-20T-34.2 (AS4777-2 2020) | 34.2 | 34 | 2026-04-16 | 2027-12-31
Sigenergy Technology Co Ltd | Sigenergy | Sigen Energy Storage System | SigenStor-20T-35.18 (AS4777-2 2020) | 35.18 | 35 | 2026-04-16 | 2027-12-31
Sigenergy Technology Co Ltd | Sigenergy | Sigen Energy Storage System | SigenStor-20T-36.16 (AS4777-2 2020) | 36.16 | 36 | 2026-04-16 | 2027-12-31
Sigenergy Technology Co Ltd | Sigenergy | Sigen Energy Storage System | SigenStor-20T-39.16 (AS4777-2 2020) | 39.16 | 39 | 2026-04-16 | 2027-12-31
Sigenergy Technology Co Ltd | Sigenergy | Sigen Energy Storage System | SigenStor-20T-40.56 (AS4777-2 2020) | 40.56 | 40.3 | 2026-04-16 | 2027-12-31
Sigenergy Technology Co Ltd | Sigenergy | Sigen Energy Storage System | SigenStor-20T-41.28 (AS4777-2 2020) | 41.28 | 41 | 2026-04-16 | 2027-12-31
Sigenergy Technology Co Ltd | Sigenergy | Sigen Energy Storage System | SigenStor-20T-42.18 (AS4777-2 2020) | 42.18 | 42 | 2026-04-16 | 2027-12-31
Sigenergy Technology Co Ltd | Sigenergy | Sigen Energy Storage System | SigenStor-20T-42.26 (AS4777-2 2020) | 42.26 | 42 | 2026-04-16 | 2027-12-31
Sigenergy Technology Co Ltd | Sigenergy | Sigen Energy Storage System | SigenStor-20T-43.24 (AS4777-2 2020) | 43.24 | 43 | 2026-04-16 | 2027-12-31
Sigenergy Technology Co Ltd | Sigenergy | Sigen Energy Storage System | SigenStor-20T-44.22 (AS4777-2 2020) | 44.22 | 44 | 2026-04-16 | 2027-12-31
Sigenergy Technology Co Ltd | Sigenergy | Sigen Energy Storage System | SigenStor-20T-45.2 (AS4777-2 2020) | 45.2 | 45 | 2026-04-16 | 2027-12-31
Sigenergy Technology Co Ltd | Sigenergy | Sigen Energy Storage System | SigenStor-20T-48.2 (AS4777-2 2020) | 48.2 | 48 | 2026-04-16 | 2027-12-31
Sigenergy Technology Co Ltd | Sigenergy | Sigen Energy Storage System | SigenStor-20T-49.34 (AS4777-2 2020) | 49.34 | 49 | 2026-04-16 | 2027-12-31
Sigenergy Technology Co Ltd | Sigenergy | Sigen Energy Storage System | SigenStor-20T-49.6 (AS4777-2 2020) | 49.6 | 49.3 | 2026-04-16 | 2027-12-31
Sigenergy Technology Co Ltd | Sigenergy | Sigen Energy Storage System | SigenStor-20T-50.32 (AS4777-2 2020) | 50.32 | 50 | 2026-04-16 | 2027-12-31
Sigenergy Technology Co Ltd | Sigenergy | Sigen Energy Storage System | SigenStor-20T-51.22 (AS4777-2 2020) | 51.22 | 51 | 2026-04-16 | 2027-12-31
Sigenergy Technology Co Ltd | Sigenergy | Sigen Energy Storage System | SigenStor-20T-51.3 (AS4777-2 2020) | 51.3 | 51 | 2026-04-16 | 2027-12-31
Sigenergy Technology Co Ltd | Sigenergy | Sigen Energy Storage System | SigenStor-20T-52.28 (AS4777-2 2020) | 52.28 | 52 | 2026-04-16 | 2027-12-31
Sigenergy Technology Co Ltd | Sigenergy | Sigen Energy Storage System | SigenStor-20T-53.26 (AS4777-2 2020) | 53.26 | 53 | 2026-04-16 | 2027-12-31
Sigenergy Technology Co Ltd | Sigenergy | Sigen Energy Storage System | SigenStor-20T-54.24 (AS4777-2 2020) | 54.24 | 54 | 2026-04-16 | 2027-12-31
Sigenergy Technology Co Ltd | Sigenergy | Sigen Energy Storage System | SigenStor-20T-6.02 (AS4777-2 2020) | 6.02 | 6 | 2026-04-16 | 2027-12-31
Sigenergy Technology Co Ltd | Sigenergy | Sigen Energy Storage System | SigenStor-20T-9.04 (AS4777-2 2020) | 9.04 | 9 | 2026-04-16 | 2027-12-31
Sigenergy Technology Co Ltd | Sigenergy | Sigen Energy Storage System | SigenStor-20T-EV12-12.04 (AS4777-2 2020) | 12.04 | 12 | 2026-04-16 | 2027-12-31
Sigenergy Technology Co Ltd | Sigenergy | Sigen Energy Storage System | SigenStor-20T-EV12-15.06 (AS4777-2 2020) | 15.06 | 15 | 2026-04-16 | 2027-12-31
Sigenergy Technology Co Ltd | Sigenergy | Sigen Energy Storage System | SigenStor-20T-EV12-17.1 (AS4777-2 2020) | 17.1 | 17 | 2026-04-16 | 2027-12-31
Sigenergy Technology Co Ltd | Sigenergy | Sigen Energy Storage System | SigenStor-20T-EV12-18.08 (AS4777-2 2020) | 18.08 | 18 | 2026-04-16 | 2027-12-31
Sigenergy Technology Co Ltd | Sigenergy | Sigen Energy Storage System | SigenStor-20T-EV12-19.8 (AS4777-2 2020) | 19.8 | 19.6 | 2026-04-16 | 2027-12-31
Sigenergy Technology Co Ltd | Sigenergy | Sigen Energy Storage System | SigenStor-20T-EV12-21.08 (AS4777-2 2020) | 21.08 | 21 | 2026-04-16 | 2027-12-31
Sigenergy Technology Co Ltd | Sigenergy | Sigen Energy Storage System | SigenStor-20T-EV12-22.48 (AS4777-2 2020) | 22.48 | 22.3 | 2026-04-16 | 2027-12-31
Sigenergy Technology Co Ltd | Sigenergy | Sigen Energy Storage System | SigenStor-20T-EV12-24.1 (AS4777-2 2020) | 24.1 | 24 | 2026-04-16 | 2027-12-31
Sigenergy Technology Co Ltd | Sigenergy | Sigen Energy Storage System | SigenStor-20T-EV12-25.16 (AS4777-2 2020) | 25.16 | 25 | 2026-04-16 | 2027-12-31
Sigenergy Technology Co Ltd | Sigenergy | Sigen Energy Storage System | SigenStor-20T-EV12-26.14 (AS4777-2 2020) | 26.14 | 26 | 2026-04-16 | 2027-12-31
Sigenergy Technology Co Ltd | Sigenergy | Sigen Energy Storage System | SigenStor-20T-EV12-27.12 (AS4777-2 2020) | 27.12 | 27 | 2026-04-16 | 2027-12-31
Sigenergy Technology Co Ltd | Sigenergy | Sigen Energy Storage System | SigenStor-20T-EV12-28.84 (AS4777-2 2020) | 28.84 | 28.6 | 2026-04-16 | 2027-12-31
Sigenergy Technology Co Ltd | Sigenergy | Sigen Energy Storage System | SigenStor-20T-EV12-30.12 (AS4777-2 2020) | 30.12 | 30 | 2026-04-16 | 2027-12-31
Sigenergy Technology Co Ltd | Sigenergy | Sigen Energy Storage System | SigenStor-20T-EV12-31.52 (AS4777-2 2020) | 31.52 | 31.3 | 2026-04-16 | 2027-12-31
Sigenergy Technology Co Ltd | Sigenergy | Sigen Energy Storage System | SigenStor-20T-EV12-33.14 (AS4777-2 2020) | 33.14 | 33 | 2026-04-16 | 2027-12-31
Sigenergy Technology Co Ltd | Sigenergy | Sigen Energy Storage System | SigenStor-20T-EV12-33.22 (AS4777-2 2020) | 33.22 | 33 | 2026-04-16 | 2027-12-31
Sigenergy Technology Co Ltd | Sigenergy | Sigen Energy Storage System | SigenStor-20T-EV12-34.2 (AS4777-2 2020) | 34.2 | 34 | 2026-04-16 | 2027-12-31
Sigenergy Technology Co Ltd | Sigenergy | Sigen Energy Storage System | SigenStor-20T-EV12-35.18 (AS4777-2 2020) | 35.18 | 35 | 2026-04-16 | 2027-12-31
Sigenergy Technology Co Ltd | Sigenergy | Sigen Energy Storage System | SigenStor-20T-EV12-36.16 (AS4777-2 2020) | 36.16 | 36 | 2026-04-16 | 2027-12-31
Sigenergy Technology Co Ltd | Sigenergy | Sigen Energy Storage System | SigenStor-20T-EV12-39.16 (AS4777-2 2020) | 39.16 | 39 | 2026-04-16 | 2027-12-31
Sigenergy Technology Co Ltd | Sigenergy | Sigen Energy Storage System | SigenStor-20T-EV12-40.56 (AS4777-2 2020) | 40.56 | 40.3 | 2026-04-16 | 2027-12-31
Sigenergy Technology Co Ltd | Sigenergy | Sigen Energy Storage System | SigenStor-20T-EV12-41.28 (AS4777-2 2020) | 41.28 | 41 | 2026-04-16 | 2027-12-31
Sigenergy Technology Co Ltd | Sigenergy | Sigen Energy Storage System | SigenStor-20T-EV12-42.18 (AS4777-2 2020) | 42.18 | 42 | 2026-04-16 | 2027-12-31
Sigenergy Technology Co Ltd | Sigenergy | Sigen Energy Storage System | SigenStor-20T-EV12-42.26 (AS4777-2 2020) | 42.26 | 42 | 2026-04-16 | 2027-12-31
Sigenergy Technology Co Ltd | Sigenergy | Sigen Energy Storage System | SigenStor-20T-EV12-43.24 (AS4777-2 2020) | 43.24 | 43 | 2026-04-16 | 2027-12-31
Sigenergy Technology Co Ltd | Sigenergy | Sigen Energy Storage System | SigenStor-20T-EV12-44.22 (AS4777-2 2020) | 44.22 | 44 | 2026-04-16 | 2027-12-31
Sigenergy Technology Co Ltd | Sigenergy | Sigen Energy Storage System | SigenStor-20T-EV12-45.2 (AS4777-2 2020) | 45.2 | 45 | 2026-04-16 | 2027-12-31
Sigenergy Technology Co Ltd | Sigenergy | Sigen Energy Storage System | SigenStor-20T-EV12-6.02 (AS4777-2 2020) | 6.02 | 6 | 2026-04-16 | 2027-12-31
Sigenergy Technology Co Ltd | Sigenergy | Sigen Energy Storage System | SigenStor-20T-EV12-9.04 (AS4777-2 2020) | 9.04 | 9 | 2026-04-16 | 2027-12-31
Sigenergy Technology Co Ltd | Sigenergy | Sigen Energy Storage System | SigenStor-20T-EV25-12.04 (AS4777-2 2020) | 12.04 | 12 | 2026-04-16 | 2027-12-31
Sigenergy Technology Co Ltd | Sigenergy | Sigen Energy Storage System | SigenStor-20T-EV25-15.06 (AS4777-2 2020) | 15.06 | 15 | 2026-04-16 | 2027-12-31
Sigenergy Technology Co Ltd | Sigenergy | Sigen Energy Storage System | SigenStor-20T-EV25-17.1 (AS4777-2 2020) | 17.1 | 17 | 2026-04-16 | 2027-12-31
Sigenergy Technology Co Ltd | Sigenergy | Sigen Energy Storage System | SigenStor-20T-EV25-18.08 (AS4777-2 2020) | 18.08 | 18 | 2026-04-16 | 2027-12-31
Sigenergy Technology Co Ltd | Sigenergy | Sigen Energy Storage System | SigenStor-20T-EV25-19.8 (AS4777-2 2020) | 19.8 | 19.6 | 2026-04-16 | 2027-12-31
Sigenergy Technology Co Ltd | Sigenergy | Sigen Energy Storage System | SigenStor-20T-EV25-21.08 (AS4777-2 2020) | 21.08 | 21 | 2026-04-16 | 2027-12-31
Sigenergy Technology Co Ltd | Sigenergy | Sigen Energy Storage System | SigenStor-20T-EV25-22.48 (AS4777-2 2020) | 22.48 | 22.3 | 2026-04-16 | 2027-12-31
Sigenergy Technology Co Ltd | Sigenergy | Sigen Energy Storage System | SigenStor-20T-EV25-24.1 (AS4777-2 2020) | 24.1 | 24 | 2026-04-16 | 2027-12-31
Sigenergy Technology Co Ltd | Sigenergy | Sigen Energy Storage System | SigenStor-20T-EV25-25.16 (AS4777-2 2020) | 25.16 | 25 | 2026-04-16 | 2027-12-31
Sigenergy Technology Co Ltd | Sigenergy | Sigen Energy Storage System | SigenStor-20T-EV25-26.14 (AS4777-2 2020) | 26.14 | 26 | 2026-04-16 | 2027-12-31
Sigenergy Technology Co Ltd | Sigenergy | Sigen Energy Storage System | SigenStor-20T-EV25-27.12 (AS4777-2 2020) | 27.12 | 27 | 2026-04-16 | 2027-12-31
Sigenergy Technology Co Ltd | Sigenergy | Sigen Energy Storage System | SigenStor-20T-EV25-28.84 (AS4777-2 2020) | 28.84 | 28.6 | 2026-04-16 | 2027-12-31
Sigenergy Technology Co Ltd | Sigenergy | Sigen Energy Storage System | SigenStor-20T-EV25-30.12 (AS4777-2 2020) | 30.12 | 30 | 2026-04-16 | 2027-12-31
Sigenergy Technology Co Ltd | Sigenergy | Sigen Energy Storage System | SigenStor-20T-EV25-31.52 (AS4777-2 2020) | 31.52 | 31.3 | 2026-04-16 | 2027-12-31
Sigenergy Technology Co Ltd | Sigenergy | Sigen Energy Storage System | SigenStor-20T-EV25-33.14 (AS4777-2 2020) | 33.14 | 33 | 2026-04-16 | 2027-12-31
Sigenergy Technology Co Ltd | Sigenergy | Sigen Energy Storage System | SigenStor-20T-EV25-33.22 (AS4777-2 2020) | 33.22 | 33 | 2026-04-16 | 2027-12-31
Sigenergy Technology Co Ltd | Sigenergy | Sigen Energy Storage System | SigenStor-20T-EV25-34.2 (AS4777-2 2020) | 34.2 | 34 | 2026-04-16 | 2027-12-31
Sigenergy Technology Co Ltd | Sigenergy | Sigen Energy Storage System | SigenStor-20T-EV25-35.18 (AS4777-2 2020) | 35.18 | 35 | 2026-04-16 | 2027-12-31
Sigenergy Technology Co Ltd | Sigenergy | Sigen Energy Storage System | SigenStor-20T-EV25-36.16 (AS4777-2 2020) | 36.16 | 36 | 2026-04-16 | 2027-12-31
Sigenergy Technology Co Ltd | Sigenergy | Sigen Energy Storage System | SigenStor-20T-EV25-39.16 (AS4777-2 2020) | 39.16 | 39 | 2026-04-16 | 2027-12-31
Sigenergy Technology Co Ltd | Sigenergy | Sigen Energy Storage System | SigenStor-20T-EV25-40.56 (AS4777-2 2020) | 40.56 | 40.3 | 2026-04-16 | 2027-12-31
Sigenergy Technology Co Ltd | Sigenergy | Sigen Energy Storage System | SigenStor-20T-EV25-41.28 (AS4777-2 2020) | 41.28 | 41 | 2026-04-16 | 2027-12-31
Sigenergy Technology Co Ltd | Sigenergy | Sigen Energy Storage System | SigenStor-20T-EV25-42.18 (AS4777-2 2020) | 42.18 | 42 | 2026-04-16 | 2027-12-31
Sigenergy Technology Co Ltd | Sigenergy | Sigen Energy Storage System | SigenStor-20T-EV25-42.26 (AS4777-2 2020) | 42.26 | 42 | 2026-04-16 | 2027-12-31
Sigenergy Technology Co Ltd | Sigenergy | Sigen Energy Storage System | SigenStor-20T-EV25-43.24 (AS4777-2 2020) | 43.24 | 43 | 2026-04-16 | 2027-12-31
Sigenergy Technology Co Ltd | Sigenergy | Sigen Energy Storage System | SigenStor-20T-EV25-44.22 (AS4777-2 2020) | 44.22 | 44 | 2026-04-16 | 2027-12-31
Sigenergy Technology Co Ltd | Sigenergy | Sigen Energy Storage System | SigenStor-20T-EV25-45.2 (AS4777-2 2020) | 45.2 | 45 | 2026-04-16 | 2027-12-31
Sigenergy Technology Co Ltd | Sigenergy | Sigen Energy Storage System | SigenStor-20T-EV25-6.02 (AS4777-2 2020) | 6.02 | 6 | 2026-04-16 | 2027-12-31
Sigenergy Technology Co Ltd | Sigenergy | Sigen Energy Storage System | SigenStor-20T-EV25-9.04 (AS4777-2 2020) | 9.04 | 9 | 2026-04-16 | 2027-12-31
Sigenergy Technology Co Ltd | Sigenergy | Sigen Energy Storage System | SigenStor-25T-12.04 (AS4777-2 2020) | 12.04 | 12 | 2026-04-16 | 2027-12-31
Sigenergy Technology Co Ltd | Sigenergy | Sigen Energy Storage System | SigenStor-25T-15.06 (AS4777-2 2020) | 15.06 | 15 | 2026-04-16 | 2027-12-31
Sigenergy Technology Co Ltd | Sigenergy | Sigen Energy Storage System | SigenStor-25T-17.1 (AS4777-2 2020) | 17.1 | 17 | 2026-04-16 | 2027-12-31
Sigenergy Technology Co Ltd | Sigenergy | Sigen Energy Storage System | SigenStor-25T-18.08 (AS4777-2 2020) | 18.08 | 18 | 2026-04-16 | 2027-12-31
Sigenergy Technology Co Ltd | Sigenergy | Sigen Energy Storage System | SigenStor-25T-19.8 (AS4777-2 2020) | 19.8 | 19.6 | 2026-04-16 | 2027-12-31
Sigenergy Technology Co Ltd | Sigenergy | Sigen Energy Storage System | SigenStor-25T-21.08 (AS4777-2 2020) | 21.08 | 21 | 2026-04-16 | 2027-12-31
Sigenergy Technology Co Ltd | Sigenergy | Sigen Energy Storage System | SigenStor-25T-22.48 (AS4777-2 2020) | 22.48 | 22.3 | 2026-04-16 | 2027-12-31
Sigenergy Technology Co Ltd | Sigenergy | Sigen Energy Storage System | SigenStor-25T-24.1 (AS4777-2 2020) | 24.1 | 24 | 2026-04-16 | 2027-12-31
Sigenergy Technology Co Ltd | Sigenergy | Sigen Energy Storage System | SigenStor-25T-25.16 (AS4777-2 2020) | 25.16 | 25 | 2026-04-16 | 2027-12-31
Sigenergy Technology Co Ltd | Sigenergy | Sigen Energy Storage System | SigenStor-25T-26.14 (AS4777-2 2020) | 26.14 | 26 | 2026-04-16 | 2027-12-31
Sigenergy Technology Co Ltd | Sigenergy | Sigen Energy Storage System | SigenStor-25T-27.12 (AS4777-2 2020) | 27.12 | 27 | 2026-04-16 | 2027-12-31
Sigenergy Technology Co Ltd | Sigenergy | Sigen Energy Storage System | SigenStor-25T-28.84 (AS4777-2 2020) | 28.84 | 28.6 | 2026-04-16 | 2027-12-31
Sigenergy Technology Co Ltd | Sigenergy | Sigen Energy Storage System | SigenStor-25T-30.12 (AS4777-2 2020) | 30.12 | 30 | 2026-04-16 | 2027-12-31
Sigenergy Technology Co Ltd | Sigenergy | Sigen Energy Storage System | SigenStor-25T-31.52 (AS4777-2 2020) | 31.52 | 31.3 | 2026-04-16 | 2027-12-31
Sigenergy Technology Co Ltd | Sigenergy | Sigen Energy Storage System | SigenStor-25T-33.14 (AS4777-2 2020) | 33.14 | 33 | 2026-04-16 | 2027-12-31
Sigenergy Technology Co Ltd | Sigenergy | Sigen Energy Storage System | SigenStor-25T-33.22 (AS4777-2 2020) | 33.22 | 33 | 2026-04-16 | 2027-12-31
Sigenergy Technology Co Ltd | Sigenergy | Sigen Energy Storage System | SigenStor-25T-34.2 (AS4777-2 2020) | 34.2 | 34 | 2026-04-16 | 2027-12-31
Sigenergy Technology Co Ltd | Sigenergy | Sigen Energy Storage System | SigenStor-25T-35.18 (AS4777-2 2020) | 35.18 | 35 | 2026-04-16 | 2027-12-31
Sigenergy Technology Co Ltd | Sigenergy | Sigen Energy Storage System | SigenStor-25T-36.16 (AS4777-2 2020) | 36.16 | 36 | 2026-04-16 | 2027-12-31
Sigenergy Technology Co Ltd | Sigenergy | Sigen Energy Storage System | SigenStor-25T-39.16 (AS4777-2 2020) | 39.16 | 39 | 2026-04-16 | 2027-12-31
Sigenergy Technology Co Ltd | Sigenergy | Sigen Energy Storage System | SigenStor-25T-40.56 (AS4777-2 2020) | 40.56 | 40.3 | 2026-04-16 | 2027-12-31
Sigenergy Technology Co Ltd | Sigenergy | Sigen Energy Storage System | SigenStor-25T-41.28 (AS4777-2 2020) | 41.28 | 41 | 2026-04-16 | 2027-12-31
Sigenergy Technology Co Ltd | Sigenergy | Sigen Energy Storage System | SigenStor-25T-42.18 (AS4777-2 2020) | 42.18 | 42 | 2026-04-16 | 2027-12-31
Sigenergy Technology Co Ltd | Sigenergy | Sigen Energy Storage System | SigenStor-25T-42.26 (AS4777-2 2020) | 42.26 | 42 | 2026-04-16 | 2027-12-31
Sigenergy Technology Co Ltd | Sigenergy | Sigen Energy Storage System | SigenStor-25T-43.24 (AS4777-2 2020) | 43.24 | 43 | 2026-04-16 | 2027-12-31
Sigenergy Technology Co Ltd | Sigenergy | Sigen Energy Storage System | SigenStor-25T-44.22 (AS4777-2 2020) | 44.22 | 44 | 2026-04-16 | 2027-12-31
Sigenergy Technology Co Ltd | Sigenergy | Sigen Energy Storage System | SigenStor-25T-45.2 (AS4777-2 2020) | 45.2 | 45 | 2026-04-16 | 2027-12-31
Sigenergy Technology Co Ltd | Sigenergy | Sigen Energy Storage System | SigenStor-25T-48.2 (AS4777-2 2020) | 48.2 | 48 | 2026-04-16 | 2027-12-31
Sigenergy Technology Co Ltd | Sigenergy | Sigen Energy Storage System | SigenStor-25T-49.34 (AS4777-2 2020) | 49.34 | 49 | 2026-04-16 | 2027-12-31
Sigenergy Technology Co Ltd | Sigenergy | Sigen Energy Storage System | SigenStor-25T-49.6 (AS4777-2 2020) | 49.6 | 49.3 | 2026-04-16 | 2027-12-31
Sigenergy Technology Co Ltd | Sigenergy | Sigen Energy Storage System | SigenStor-25T-50.32 (AS4777-2 2020) | 50.32 | 50 | 2026-04-16 | 2027-12-31
Sigenergy Technology Co Ltd | Sigenergy | Sigen Energy Storage System | SigenStor-25T-51.22 (AS4777-2 2020) | 51.22 | 51 | 2026-04-16 | 2027-12-31
Sigenergy Technology Co Ltd | Sigenergy | Sigen Energy Storage System | SigenStor-25T-51.3 (AS4777-2 2020) | 51.3 | 51 | 2026-04-16 | 2027-12-31
Sigenergy Technology Co Ltd | Sigenergy | Sigen Energy Storage System | SigenStor-25T-52.28 (AS4777-2 2020) | 52.28 | 52 | 2026-04-16 | 2027-12-31
Sigenergy Technology Co Ltd | Sigenergy | Sigen Energy Storage System | SigenStor-25T-53.26 (AS4777-2 2020) | 53.26 | 53 | 2026-04-16 | 2027-12-31
Sigenergy Technology Co Ltd | Sigenergy | Sigen Energy Storage System | SigenStor-25T-54.24 (AS4777-2 2020) | 54.24 | 54 | 2026-04-16 | 2027-12-31
Sigenergy Technology Co Ltd | Sigenergy | Sigen Energy Storage System | SigenStor-25T-6.02 (AS4777-2 2020) | 6.02 | 6 | 2026-04-16 | 2027-12-31
Sigenergy Technology Co Ltd | Sigenergy | Sigen Energy Storage System | SigenStor-25T-9.04 (AS4777-2 2020) | 9.04 | 9 | 2026-04-16 | 2027-12-31
Sigenergy Technology Co Ltd | Sigenergy | Sigen Energy Storage System | SigenStor-25T-EV12-12.04 (AS4777-2 2020) | 12.04 | 12 | 2026-04-16 | 2027-12-31
Sigenergy Technology Co Ltd | Sigenergy | Sigen Energy Storage System | SigenStor-25T-EV12-15.06 (AS4777-2 2020) | 15.06 | 15 | 2026-04-16 | 2027-12-31
Sigenergy Technology Co Ltd | Sigenergy | Sigen Energy Storage System | SigenStor-25T-EV12-17.1 (AS4777-2 2020) | 17.1 | 17 | 2026-04-16 | 2027-12-31
Sigenergy Technology Co Ltd | Sigenergy | Sigen Energy Storage System | SigenStor-25T-EV12-18.08 (AS4777-2 2020) | 18.08 | 18 | 2026-04-16 | 2027-12-31
Sigenergy Technology Co Ltd | Sigenergy | Sigen Energy Storage System | SigenStor-25T-EV12-19.8 (AS4777-2 2020) | 19.8 | 19.6 | 2026-04-16 | 2027-12-31
Sigenergy Technology Co Ltd | Sigenergy | Sigen Energy Storage System | SigenStor-25T-EV12-21.08 (AS4777-2 2020) | 21.08 | 21 | 2026-04-16 | 2027-12-31
Sigenergy Technology Co Ltd | Sigenergy | Sigen Energy Storage System | SigenStor-25T-EV12-22.48 (AS4777-2 2020) | 22.48 | 22.3 | 2026-04-16 | 2027-12-31
Sigenergy Technology Co Ltd | Sigenergy | Sigen Energy Storage System | SigenStor-25T-EV12-24.1 (AS4777-2 2020) | 24.1 | 24 | 2026-04-16 | 2027-12-31
Sigenergy Technology Co Ltd | Sigenergy | Sigen Energy Storage System | SigenStor-25T-EV12-25.16 (AS4777-2 2020) | 25.16 | 25 | 2026-04-16 | 2027-12-31
Sigenergy Technology Co Ltd | Sigenergy | Sigen Energy Storage System | SigenStor-25T-EV12-26.14 (AS4777-2 2020) | 26.14 | 26 | 2026-04-16 | 2027-12-31
Sigenergy Technology Co Ltd | Sigenergy | Sigen Energy Storage System | SigenStor-25T-EV12-27.12 (AS4777-2 2020) | 27.12 | 27 | 2026-04-16 | 2027-12-31
Sigenergy Technology Co Ltd | Sigenergy | Sigen Energy Storage System | SigenStor-25T-EV12-28.84 (AS4777-2 2020) | 28.84 | 28.6 | 2026-04-16 | 2027-12-31
Sigenergy Technology Co Ltd | Sigenergy | Sigen Energy Storage System | SigenStor-25T-EV12-30.12 (AS4777-2 2020) | 30.12 | 30 | 2026-04-16 | 2027-12-31
Sigenergy Technology Co Ltd | Sigenergy | Sigen Energy Storage System | SigenStor-25T-EV12-31.52 (AS4777-2 2020) | 31.52 | 31.3 | 2026-04-16 | 2027-12-31
Sigenergy Technology Co Ltd | Sigenergy | Sigen Energy Storage System | SigenStor-25T-EV12-33.14 (AS4777-2 2020) | 33.14 | 33 | 2026-04-16 | 2027-12-31
Sigenergy Technology Co Ltd | Sigenergy | Sigen Energy Storage System | SigenStor-25T-EV12-33.22 (AS4777-2 2020) | 33.22 | 33 | 2026-04-16 | 2027-12-31
Sigenergy Technology Co Ltd | Sigenergy | Sigen Energy Storage System | SigenStor-25T-EV12-34.2 (AS4777-2 2020) | 34.2 | 34 | 2026-04-16 | 2027-12-31
Sigenergy Technology Co Ltd | Sigenergy | Sigen Energy Storage System | SigenStor-25T-EV12-35.18 (AS4777-2 2020) | 35.18 | 35 | 2026-04-16 | 2027-12-31
Sigenergy Technology Co Ltd | Sigenergy | Sigen Energy Storage System | SigenStor-25T-EV12-36.16 (AS4777-2 2020) | 36.16 | 36 | 2026-04-16 | 2027-12-31
Sigenergy Technology Co Ltd | Sigenergy | Sigen Energy Storage System | SigenStor-25T-EV12-39.16 (AS4777-2 2020) | 39.16 | 39 | 2026-04-16 | 2027-12-31
Sigenergy Technology Co Ltd | Sigenergy | Sigen Energy Storage System | SigenStor-25T-EV12-40.56 (AS4777-2 2020) | 40.56 | 40.3 | 2026-04-16 | 2027-12-31
Sigenergy Technology Co Ltd | Sigenergy | Sigen Energy Storage System | SigenStor-25T-EV12-41.28 (AS4777-2 2020) | 41.28 | 41 | 2026-04-16 | 2027-12-31
Sigenergy Technology Co Ltd | Sigenergy | Sigen Energy Storage System | SigenStor-25T-EV12-42.18 (AS4777-2 2020) | 42.18 | 42 | 2026-04-16 | 2027-12-31
Sigenergy Technology Co Ltd | Sigenergy | Sigen Energy Storage System | SigenStor-25T-EV12-42.26 (AS4777-2 2020) | 42.26 | 42 | 2026-04-16 | 2027-12-31
Sigenergy Technology Co Ltd | Sigenergy | Sigen Energy Storage System | SigenStor-25T-EV12-43.24 (AS4777-2 2020) | 43.24 | 43 | 2026-04-16 | 2027-12-31
Sigenergy Technology Co Ltd | Sigenergy | Sigen Energy Storage System | SigenStor-25T-EV12-44.22 (AS4777-2 2020) | 44.22 | 44 | 2026-04-16 | 2027-12-31
Sigenergy Technology Co Ltd | Sigenergy | Sigen Energy Storage System | SigenStor-25T-EV12-45.2 (AS4777-2 2020) | 45.2 | 45 | 2026-04-16 | 2027-12-31
Sigenergy Technology Co Ltd | Sigenergy | Sigen Energy Storage System | SigenStor-25T-EV12-6.02 (AS4777-2 2020) | 6.02 | 6 | 2026-04-16 | 2027-12-31
Sigenergy Technology Co Ltd | Sigenergy | Sigen Energy Storage System | SigenStor-25T-EV12-9.04 (AS4777-2 2020) | 9.04 | 9 | 2026-04-16 | 2027-12-31
Sigenergy Technology Co Ltd | Sigenergy | Sigen Energy Storage System | SigenStor-25T-EV25-12.04 (AS4777-2 2020) | 12.04 | 12 | 2026-04-16 | 2027-12-31
Sigenergy Technology Co Ltd | Sigenergy | Sigen Energy Storage System | SigenStor-25T-EV25-15.06 (AS4777-2 2020) | 15.06 | 15 | 2026-04-16 | 2027-12-31
Sigenergy Technology Co Ltd | Sigenergy | Sigen Energy Storage System | SigenStor-25T-EV25-17.1 (AS4777-2 2020) | 17.1 | 17 | 2026-04-16 | 2027-12-31
Sigenergy Technology Co Ltd | Sigenergy | Sigen Energy Storage System | SigenStor-25T-EV25-18.08 (AS4777-2 2020) | 18.08 | 18 | 2026-04-16 | 2027-12-31
Sigenergy Technology Co Ltd | Sigenergy | Sigen Energy Storage System | SigenStor-25T-EV25-19.8 (AS4777-2 2020) | 19.8 | 19.6 | 2026-04-16 | 2027-12-31
Sigenergy Technology Co Ltd | Sigenergy | Sigen Energy Storage System | SigenStor-25T-EV25-21.08 (AS4777-2 2020) | 21.08 | 21 | 2026-04-16 | 2027-12-31
Sigenergy Technology Co Ltd | Sigenergy | Sigen Energy Storage System | SigenStor-25T-EV25-22.48 (AS4777-2 2020) | 22.48 | 22.3 | 2026-04-16 | 2027-12-31
Sigenergy Technology Co Ltd | Sigenergy | Sigen Energy Storage System | SigenStor-25T-EV25-24.1 (AS4777-2 2020) | 24.1 | 24 | 2026-04-16 | 2027-12-31
Sigenergy Technology Co Ltd | Sigenergy | Sigen Energy Storage System | SigenStor-25T-EV25-25.16 (AS4777-2 2020) | 25.16 | 25 | 2026-04-16 | 2027-12-31
Sigenergy Technology Co Ltd | Sigenergy | Sigen Energy Storage System | SigenStor-25T-EV25-26.14 (AS4777-2 2020) | 26.14 | 26 | 2026-04-16 | 2027-12-31
Sigenergy Technology Co Ltd | Sigenergy | Sigen Energy Storage System | SigenStor-25T-EV25-27.12 (AS4777-2 2020) | 27.12 | 27 | 2026-04-16 | 2027-12-31
Sigenergy Technology Co Ltd | Sigenergy | Sigen Energy Storage System | SigenStor-25T-EV25-28.84 (AS4777-2 2020) | 28.84 | 28.6 | 2026-04-16 | 2027-12-31
Sigenergy Technology Co Ltd | Sigenergy | Sigen Energy Storage System | SigenStor-25T-EV25-30.12 (AS4777-2 2020) | 30.12 | 30 | 2026-04-16 | 2027-12-31
Sigenergy Technology Co Ltd | Sigenergy | Sigen Energy Storage System | SigenStor-25T-EV25-31.52 (AS4777-2 2020) | 31.52 | 31.3 | 2026-04-16 | 2027-12-31
Sigenergy Technology Co Ltd | Sigenergy | Sigen Energy Storage System | SigenStor-25T-EV25-33.14 (AS4777-2 2020) | 33.14 | 33 | 2026-04-16 | 2027-12-31
Sigenergy Technology Co Ltd | Sigenergy | Sigen Energy Storage System | SigenStor-25T-EV25-33.22 (AS4777-2 2020) | 33.22 | 33 | 2026-04-16 | 2027-12-31
Sigenergy Technology Co Ltd | Sigenergy | Sigen Energy Storage System | SigenStor-25T-EV25-34.2 (AS4777-2 2020) | 34.2 | 34 | 2026-04-16 | 2027-12-31
Sigenergy Technology Co Ltd | Sigenergy | Sigen Energy Storage System | SigenStor-25T-EV25-35.18 (AS4777-2 2020) | 35.18 | 35 | 2026-04-16 | 2027-12-31
Sigenergy Technology Co Ltd | Sigenergy | Sigen Energy Storage System | SigenStor-25T-EV25-36.16 (AS4777-2 2020) | 36.16 | 36 | 2026-04-16 | 2027-12-31
Sigenergy Technology Co Ltd | Sigenergy | Sigen Energy Storage System | SigenStor-25T-EV25-39.16 (AS4777-2 2020) | 39.16 | 39 | 2026-04-16 | 2027-12-31
Sigenergy Technology Co Ltd | Sigenergy | Sigen Energy Storage System | SigenStor-25T-EV25-40.56 (AS4777-2 2020) | 40.56 | 40.3 | 2026-04-16 | 2027-12-31
Sigenergy Technology Co Ltd | Sigenergy | Sigen Energy Storage System | SigenStor-25T-EV25-41.28 (AS4777-2 2020) | 41.28 | 41 | 2026-04-16 | 2027-12-31
Sigenergy Technology Co Ltd | Sigenergy | Sigen Energy Storage System | SigenStor-25T-EV25-42.18 (AS4777-2 2020) | 42.18 | 42 | 2026-04-16 | 2027-12-31
Sigenergy Technology Co Ltd | Sigenergy | Sigen Energy Storage System | SigenStor-25T-EV25-42.26 (AS4777-2 2020) | 42.26 | 42 | 2026-04-16 | 2027-12-31
Sigenergy Technology Co Ltd | Sigenergy | Sigen Energy Storage System | SigenStor-25T-EV25-43.24 (AS4777-2 2020) | 43.24 | 43 | 2026-04-16 | 2027-12-31
Sigenergy Technology Co Ltd | Sigenergy | Sigen Energy Storage System | SigenStor-25T-EV25-44.22 (AS4777-2 2020) | 44.22 | 44 | 2026-04-16 | 2027-12-31
Sigenergy Technology Co Ltd | Sigenergy | Sigen Energy Storage System | SigenStor-25T-EV25-45.2 (AS4777-2 2020) | 45.2 | 45 | 2026-04-16 | 2027-12-31
Sigenergy Technology Co Ltd | Sigenergy | Sigen Energy Storage System | SigenStor-25T-EV25-6.02 (AS4777-2 2020) | 6.02 | 6 | 2026-04-16 | 2027-12-31
Sigenergy Technology Co Ltd | Sigenergy | Sigen Energy Storage System | SigenStor-25T-EV25-9.04 (AS4777-2 2020) | 9.04 | 9 | 2026-04-16 | 2027-12-31
Sigenergy Technology Co Ltd | Sigenergy | Sigen Energy Storage System | SigenStor-30T-12.04 (AS4777-2 2020) | 12.04 | 12 | 2026-04-16 | 2027-12-31
Sigenergy Technology Co Ltd | Sigenergy | Sigen Energy Storage System | SigenStor-30T-15.06 (AS4777-2 2020) | 15.06 | 15 | 2026-04-16 | 2027-12-31
Sigenergy Technology Co Ltd | Sigenergy | Sigen Energy Storage System | SigenStor-30T-17.1 (AS4777-2 2020) | 17.1 | 17 | 2026-04-16 | 2027-12-31
Sigenergy Technology Co Ltd | Sigenergy | Sigen Energy Storage System | SigenStor-30T-18.08 (AS4777-2 2020) | 18.08 | 18 | 2026-04-16 | 2027-12-31
Sigenergy Technology Co Ltd | Sigenergy | Sigen Energy Storage System | SigenStor-30T-19.8 (AS4777-2 2020) | 19.8 | 19.6 | 2026-04-16 | 2027-12-31
Sigenergy Technology Co Ltd | Sigenergy | Sigen Energy Storage System | SigenStor-30T-21.08 (AS4777-2 2020) | 21.08 | 21 | 2026-04-16 | 2027-12-31
Sigenergy Technology Co Ltd | Sigenergy | Sigen Energy Storage System | SigenStor-30T-22.48 (AS4777-2 2020) | 22.48 | 22.3 | 2026-04-16 | 2027-12-31
Sigenergy Technology Co Ltd | Sigenergy | Sigen Energy Storage System | SigenStor-30T-24.1 (AS4777-2 2020) | 24.1 | 24 | 2026-04-16 | 2027-12-31
Sigenergy Technology Co Ltd | Sigenergy | Sigen Energy Storage System | SigenStor-30T-25.16 (AS4777-2 2020) | 25.16 | 25 | 2026-04-16 | 2027-12-31
Sigenergy Technology Co Ltd | Sigenergy | Sigen Energy Storage System | SigenStor-30T-26.14 (AS4777-2 2020) | 26.14 | 26 | 2026-04-16 | 2027-12-31
Sigenergy Technology Co Ltd | Sigenergy | Sigen Energy Storage System | SigenStor-30T-27.12 (AS4777-2 2020) | 27.12 | 27 | 2026-04-16 | 2027-12-31
Sigenergy Technology Co Ltd | Sigenergy | Sigen Energy Storage System | SigenStor-30T-28.84 (AS4777-2 2020) | 28.84 | 28.6 | 2026-04-16 | 2027-12-31
Sigenergy Technology Co Ltd | Sigenergy | Sigen Energy Storage System | SigenStor-30T-30.12 (AS4777-2 2020) | 30.12 | 30 | 2026-04-16 | 2027-12-31
Sigenergy Technology Co Ltd | Sigenergy | Sigen Energy Storage System | SigenStor-30T-31.52 (AS4777-2 2020) | 31.52 | 31.3 | 2026-04-16 | 2027-12-31
Sigenergy Technology Co Ltd | Sigenergy | Sigen Energy Storage System | SigenStor-30T-33.14 (AS4777-2 2020) | 33.14 | 33 | 2026-04-16 | 2027-12-31
Sigenergy Technology Co Ltd | Sigenergy | Sigen Energy Storage System | SigenStor-30T-33.22 (AS4777-2 2020) | 33.22 | 33 | 2026-04-16 | 2027-12-31
Sigenergy Technology Co Ltd | Sigenergy | Sigen Energy Storage System | SigenStor-30T-34.2 (AS4777-2 2020) | 34.2 | 34 | 2026-04-16 | 2027-12-31
Sigenergy Technology Co Ltd | Sigenergy | Sigen Energy Storage System | SigenStor-30T-35.18 (AS4777-2 2020) | 35.18 | 35 | 2026-04-16 | 2027-12-31
Sigenergy Technology Co Ltd | Sigenergy | Sigen Energy Storage System | SigenStor-30T-36.16 (AS4777-2 2020) | 36.16 | 36 | 2026-04-16 | 2027-12-31
Sigenergy Technology Co Ltd | Sigenergy | Sigen Energy Storage System | SigenStor-30T-39.16 (AS4777-2 2020) | 39.16 | 39 | 2026-04-16 | 2027-12-31
Sigenergy Technology Co Ltd | Sigenergy | Sigen Energy Storage System | SigenStor-30T-40.56 (AS4777-2 2020) | 40.56 | 40.3 | 2026-04-16 | 2027-12-31
Sigenergy Technology Co Ltd | Sigenergy | Sigen Energy Storage System | SigenStor-30T-41.28 (AS4777-2 2020) | 41.28 | 41 | 2026-04-16 | 2027-12-31
Sigenergy Technology Co Ltd | Sigenergy | Sigen Energy Storage System | SigenStor-30T-42.18 (AS4777-2 2020) | 42.18 | 42 | 2026-04-16 | 2027-12-31
Sigenergy Technology Co Ltd | Sigenergy | Sigen Energy Storage System | SigenStor-30T-42.26 (AS4777-2 2020) | 42.26 | 42 | 2026-04-16 | 2027-12-31
Sigenergy Technology Co Ltd | Sigenergy | Sigen Energy Storage System | SigenStor-30T-43.24 (AS4777-2 2020) | 43.24 | 43 | 2026-04-16 | 2027-12-31
Sigenergy Technology Co Ltd | Sigenergy | Sigen Energy Storage System | SigenStor-30T-44.22 (AS4777-2 2020) | 44.22 | 44 | 2026-04-16 | 2027-12-31
Sigenergy Technology Co Ltd | Sigenergy | Sigen Energy Storage System | SigenStor-30T-45.2 (AS4777-2 2020) | 45.2 | 45 | 2026-04-16 | 2027-12-31
Sigenergy Technology Co Ltd | Sigenergy | Sigen Energy Storage System | SigenStor-30T-48.2 (AS4777-2 2020) | 48.2 | 48 | 2026-04-16 | 2027-12-31
Sigenergy Technology Co Ltd | Sigenergy | Sigen Energy Storage System | SigenStor-30T-49.34 (AS4777-2 2020) | 49.34 | 49 | 2026-04-16 | 2027-12-31
Sigenergy Technology Co Ltd | Sigenergy | Sigen Energy Storage System | SigenStor-30T-49.6 (AS4777-2 2020) | 49.6 | 49.3 | 2026-04-16 | 2027-12-31
Sigenergy Technology Co Ltd | Sigenergy | Sigen Energy Storage System | SigenStor-30T-50.32 (AS4777-2 2020) | 50.32 | 50 | 2026-04-16 | 2027-12-31
Sigenergy Technology Co Ltd | Sigenergy | Sigen Energy Storage System | SigenStor-30T-51.22 (AS4777-2 2020) | 51.22 | 51 | 2026-04-16 | 2027-12-31
Sigenergy Technology Co Ltd | Sigenergy | Sigen Energy Storage System | SigenStor-30T-51.3 (AS4777-2 2020) | 51.3 | 51 | 2026-04-16 | 2027-12-31
Sigenergy Technology Co Ltd | Sigenergy | Sigen Energy Storage System | SigenStor-30T-52.28 (AS4777-2 2020) | 52.28 | 52 | 2026-04-16 | 2027-12-31
Sigenergy Technology Co Ltd | Sigenergy | Sigen Energy Storage System | SigenStor-30T-53.26 (AS4777-2 2020) | 53.26 | 53 | 2026-04-16 | 2027-12-31
Sigenergy Technology Co Ltd | Sigenergy | Sigen Energy Storage System | SigenStor-30T-54.24 (AS4777-2 2020) | 54.24 | 54 | 2026-04-16 | 2027-12-31
Sigenergy Technology Co Ltd | Sigenergy | Sigen Energy Storage System | SigenStor-30T-6.02 (AS4777-2 2020) | 6.02 | 6 | 2026-04-16 | 2027-12-31
Sigenergy Technology Co Ltd | Sigenergy | Sigen Energy Storage System | SigenStor-30T-9.04 (AS4777-2 2020) | 9.04 | 9 | 2026-04-16 | 2027-12-31
Sigenergy Technology Co Ltd | Sigenergy | Sigen Energy Storage System | SigenStor-30T-EV12-12.04 (AS4777-2 2020) | 12.04 | 12 | 2026-04-16 | 2027-12-31
Sigenergy Technology Co Ltd | Sigenergy | Sigen Energy Storage System | SigenStor-30T-EV12-15.06 (AS4777-2 2020) | 15.06 | 15 | 2026-04-16 | 2027-12-31
Sigenergy Technology Co Ltd | Sigenergy | Sigen Energy Storage System | SigenStor-30T-EV12-17.1 (AS4777-2 2020) | 17.1 | 17 | 2026-04-16 | 2027-12-31
Sigenergy Technology Co Ltd | Sigenergy | Sigen Energy Storage System | SigenStor-30T-EV12-18.08 (AS4777-2 2020) | 18.08 | 18 | 2026-04-16 | 2027-12-31
Sigenergy Technology Co Ltd | Sigenergy | Sigen Energy Storage System | SigenStor-30T-EV12-19.8 (AS4777-2 2020) | 19.8 | 19.6 | 2026-04-16 | 2027-12-31
Sigenergy Technology Co Ltd | Sigenergy | Sigen Energy Storage System | SigenStor-30T-EV12-21.08 (AS4777-2 2020) | 21.08 | 21 | 2026-04-16 | 2027-12-31
Sigenergy Technology Co Ltd | Sigenergy | Sigen Energy Storage System | SigenStor-30T-EV12-22.48 (AS4777-2 2020) | 22.48 | 22.3 | 2026-04-16 | 2027-12-31
Sigenergy Technology Co Ltd | Sigenergy | Sigen Energy Storage System | SigenStor-30T-EV12-24.1 (AS4777-2 2020) | 24.1 | 24 | 2026-04-16 | 2027-12-31
Sigenergy Technology Co Ltd | Sigenergy | Sigen Energy Storage System | SigenStor-30T-EV12-25.16 (AS4777-2 2020) | 25.16 | 25 | 2026-04-16 | 2027-12-31
Sigenergy Technology Co Ltd | Sigenergy | Sigen Energy Storage System | SigenStor-30T-EV12-26.14 (AS4777-2 2020) | 26.14 | 26 | 2026-04-16 | 2027-12-31
Sigenergy Technology Co Ltd | Sigenergy | Sigen Energy Storage System | SigenStor-30T-EV12-27.12 (AS4777-2 2020) | 27.12 | 27 | 2026-04-16 | 2027-12-31
Sigenergy Technology Co Ltd | Sigenergy | Sigen Energy Storage System | SigenStor-30T-EV12-28.84 (AS4777-2 2020) | 28.84 | 28.6 | 2026-04-16 | 2027-12-31
Sigenergy Technology Co Ltd | Sigenergy | Sigen Energy Storage System | SigenStor-30T-EV12-30.12 (AS4777-2 2020) | 30.12 | 30 | 2026-04-16 | 2027-12-31
Sigenergy Technology Co Ltd | Sigenergy | Sigen Energy Storage System | SigenStor-30T-EV12-31.52 (AS4777-2 2020) | 31.52 | 31.3 | 2026-04-16 | 2027-12-31
Sigenergy Technology Co Ltd | Sigenergy | Sigen Energy Storage System | SigenStor-30T-EV12-33.14 (AS4777-2 2020) | 33.14 | 33 | 2026-04-16 | 2027-12-31
Sigenergy Technology Co Ltd | Sigenergy | Sigen Energy Storage System | SigenStor-30T-EV12-33.22 (AS4777-2 2020) | 33.22 | 33 | 2026-04-16 | 2027-12-31
Sigenergy Technology Co Ltd | Sigenergy | Sigen Energy Storage System | SigenStor-30T-EV12-34.2 (AS4777-2 2020) | 34.2 | 34 | 2026-04-16 | 2027-12-31
Sigenergy Technology Co Ltd | Sigenergy | Sigen Energy Storage System | SigenStor-30T-EV12-35.18 (AS4777-2 2020) | 35.18 | 35 | 2026-04-16 | 2027-12-31
Sigenergy Technology Co Ltd | Sigenergy | Sigen Energy Storage System | SigenStor-30T-EV12-36.16 (AS4777-2 2020) | 36.16 | 36 | 2026-04-16 | 2027-12-31
Sigenergy Technology Co Ltd | Sigenergy | Sigen Energy Storage System | SigenStor-30T-EV12-39.16 (AS4777-2 2020) | 39.16 | 39 | 2026-04-16 | 2027-12-31
Sigenergy Technology Co Ltd | Sigenergy | Sigen Energy Storage System | SigenStor-30T-EV12-40.56 (AS4777-2 2020) | 40.56 | 40.3 | 2026-04-16 | 2027-12-31
Sigenergy Technology Co Ltd | Sigenergy | Sigen Energy Storage System | SigenStor-30T-EV12-41.28 (AS4777-2 2020) | 41.28 | 41 | 2026-04-16 | 2027-12-31
Sigenergy Technology Co Ltd | Sigenergy | Sigen Energy Storage System | SigenStor-30T-EV12-42.18 (AS4777-2 2020) | 42.18 | 42 | 2026-04-16 | 2027-12-31
Sigenergy Technology Co Ltd | Sigenergy | Sigen Energy Storage System | SigenStor-30T-EV12-42.26 (AS4777-2 2020) | 42.26 | 42 | 2026-04-16 | 2027-12-31
Sigenergy Technology Co Ltd | Sigenergy | Sigen Energy Storage System | SigenStor-30T-EV12-43.24 (AS4777-2 2020) | 43.24 | 43 | 2026-04-16 | 2027-12-31
Sigenergy Technology Co Ltd | Sigenergy | Sigen Energy Storage System | SigenStor-30T-EV12-44.22 (AS4777-2 2020) | 44.22 | 44 | 2026-04-16 | 2027-12-31
Sigenergy Technology Co Ltd | Sigenergy | Sigen Energy Storage System | SigenStor-30T-EV12-45.2 (AS4777-2 2020) | 45.2 | 45 | 2026-04-16 | 2027-12-31
Sigenergy Technology Co Ltd | Sigenergy | Sigen Energy Storage System | SigenStor-30T-EV12-6.02 (AS4777-2 2020) | 6.02 | 6 | 2026-04-16 | 2027-12-31
Sigenergy Technology Co Ltd | Sigenergy | Sigen Energy Storage System | SigenStor-30T-EV12-9.04 (AS4777-2 2020) | 9.04 | 9 | 2026-04-16 | 2027-12-31
Sigenergy Technology Co Ltd | Sigenergy | Sigen Energy Storage System | SigenStor-30T-EV25-12.04 (AS4777-2 2020) | 12.04 | 12 | 2026-04-16 | 2027-12-31
Sigenergy Technology Co Ltd | Sigenergy | Sigen Energy Storage System | SigenStor-30T-EV25-15.06 (AS4777-2 2020) | 15.06 | 15 | 2026-04-16 | 2027-12-31
Sigenergy Technology Co Ltd | Sigenergy | Sigen Energy Storage System | SigenStor-30T-EV25-17.1 (AS4777-2 2020) | 17.1 | 17 | 2026-04-16 | 2027-12-31
Sigenergy Technology Co Ltd | Sigenergy | Sigen Energy Storage System | SigenStor-30T-EV25-18.08 (AS4777-2 2020) | 18.08 | 18 | 2026-04-16 | 2027-12-31
Sigenergy Technology Co Ltd | Sigenergy | Sigen Energy Storage System | SigenStor-30T-EV25-19.8 (AS4777-2 2020) | 19.8 | 19.6 | 2026-04-16 | 2027-12-31
Sigenergy Technology Co Ltd | Sigenergy | Sigen Energy Storage System | SigenStor-30T-EV25-21.08 (AS4777-2 2020) | 21.08 | 21 | 2026-04-16 | 2027-12-31
Sigenergy Technology Co Ltd | Sigenergy | Sigen Energy Storage System | SigenStor-30T-EV25-22.48 (AS4777-2 2020) | 22.48 | 22.3 | 2026-04-16 | 2027-12-31
Sigenergy Technology Co Ltd | Sigenergy | Sigen Energy Storage System | SigenStor-30T-EV25-24.1 (AS4777-2 2020) | 24.1 | 24 | 2026-04-16 | 2027-12-31
Sigenergy Technology Co Ltd | Sigenergy | Sigen Energy Storage System | SigenStor-30T-EV25-25.16 (AS4777-2 2020) | 25.16 | 25 | 2026-04-16 | 2027-12-31
Sigenergy Technology Co Ltd | Sigenergy | Sigen Energy Storage System | SigenStor-30T-EV25-26.14 (AS4777-2 2020) | 26.14 | 26 | 2026-04-16 | 2027-12-31
Sigenergy Technology Co Ltd | Sigenergy | Sigen Energy Storage System | SigenStor-30T-EV25-27.12 (AS4777-2 2020) | 27.12 | 27 | 2026-04-16 | 2027-12-31
Sigenergy Technology Co Ltd | Sigenergy | Sigen Energy Storage System | SigenStor-30T-EV25-28.84 (AS4777-2 2020) | 28.84 | 28.6 | 2026-04-16 | 2027-12-31
Sigenergy Technology Co Ltd | Sigenergy | Sigen Energy Storage System | SigenStor-30T-EV25-30.12 (AS4777-2 2020) | 30.12 | 30 | 2026-04-16 | 2027-12-31
Sigenergy Technology Co Ltd | Sigenergy | Sigen Energy Storage System | SigenStor-30T-EV25-31.52 (AS4777-2 2020) | 31.52 | 31.3 | 2026-04-16 | 2027-12-31
Sigenergy Technology Co Ltd | Sigenergy | Sigen Energy Storage System | SigenStor-30T-EV25-33.14 (AS4777-2 2020) | 33.14 | 33 | 2026-04-16 | 2027-12-31
Sigenergy Technology Co Ltd | Sigenergy | Sigen Energy Storage System | SigenStor-30T-EV25-33.22 (AS4777-2 2020) | 33.22 | 33 | 2026-04-16 | 2027-12-31
Sigenergy Technology Co Ltd | Sigenergy | Sigen Energy Storage System | SigenStor-30T-EV25-34.2 (AS4777-2 2020) | 34.2 | 34 | 2026-04-16 | 2027-12-31
Sigenergy Technology Co Ltd | Sigenergy | Sigen Energy Storage System | SigenStor-30T-EV25-35.18 (AS4777-2 2020) | 35.18 | 35 | 2026-04-16 | 2027-12-31
Sigenergy Technology Co Ltd | Sigenergy | Sigen Energy Storage System | SigenStor-30T-EV25-36.16 (AS4777-2 2020) | 36.16 | 36 | 2026-04-16 | 2027-12-31
Sigenergy Technology Co Ltd | Sigenergy | Sigen Energy Storage System | SigenStor-30T-EV25-39.16 (AS4777-2 2020) | 39.16 | 39 | 2026-04-16 | 2027-12-31
Sigenergy Technology Co Ltd | Sigenergy | Sigen Energy Storage System | SigenStor-30T-EV25-40.56 (AS4777-2 2020) | 40.56 | 40.3 | 2026-04-16 | 2027-12-31
Sigenergy Technology Co Ltd | Sigenergy | Sigen Energy Storage System | SigenStor-30T-EV25-41.28 (AS4777-2 2020) | 41.28 | 41 | 2026-04-16 | 2027-12-31
Sigenergy Technology Co Ltd | Sigenergy | Sigen Energy Storage System | SigenStor-30T-EV25-42.18 (AS4777-2 2020) | 42.18 | 42 | 2026-04-16 | 2027-12-31
Sigenergy Technology Co Ltd | Sigenergy | Sigen Energy Storage System | SigenStor-30T-EV25-42.26 (AS4777-2 2020) | 42.26 | 42 | 2026-04-16 | 2027-12-31
Sigenergy Technology Co Ltd | Sigenergy | Sigen Energy Storage System | SigenStor-30T-EV25-43.24 (AS4777-2 2020) | 43.24 | 43 | 2026-04-16 | 2027-12-31
Sigenergy Technology Co Ltd | Sigenergy | Sigen Energy Storage System | SigenStor-30T-EV25-44.22 (AS4777-2 2020) | 44.22 | 44 | 2026-04-16 | 2027-12-31
Sigenergy Technology Co Ltd | Sigenergy | Sigen Energy Storage System | SigenStor-30T-EV25-45.2 (AS4777-2 2020) | 45.2 | 45 | 2026-04-16 | 2027-12-31
Sigenergy Technology Co Ltd | Sigenergy | Sigen Energy Storage System | SigenStor-30T-EV25-6.02 (AS4777-2 2020) | 6.02 | 6 | 2026-04-16 | 2027-12-31
Sigenergy Technology Co Ltd | Sigenergy | Sigen Energy Storage System | SigenStor-30T-EV25-9.04 (AS4777-2 2020) | 9.04 | 9 | 2026-04-16 | 2027-12-31
Sigenergy Technology Co Ltd | Sigenergy | Sigen Energy Storage System | SigenStor-3S-11.4 (AS4777-2 2020) | 11.4 | 11.3 | 2026-04-16 | 2027-12-31
Sigenergy Technology Co Ltd | Sigenergy | Sigen Energy Storage System | SigenStor-3S-12.04 (AS4777-2 2020) | 12.04 | 12 | 2026-04-16 | 2027-12-31
Sigenergy Technology Co Ltd | Sigenergy | Sigen Energy Storage System | SigenStor-3S-13 (AS4777-2 2020) | 13.44 | 13 | 2025-09-11 | 2027-12-31
Sigenergy Technology Co Ltd | Sigenergy | Sigen Energy Storage System | SigenStor-3S-14.08 (AS4777-2 2020) | 14.08 | 14 | 2026-04-16 | 2027-12-31
Sigenergy Technology Co Ltd | Sigenergy | Sigen Energy Storage System | SigenStor-3S-14.42 (AS4777-2 2020) | 14.42 | 14.3 | 2026-04-16 | 2027-12-31
Sigenergy Technology Co Ltd | Sigenergy | Sigen Energy Storage System | SigenStor-3S-15.06 (AS4777-2 2020) | 15.06 | 15 | 2026-04-16 | 2027-12-31
Sigenergy Technology Co Ltd | Sigenergy | Sigen Energy Storage System | SigenStor-3S-16 (AS4777-2 2020) | 16.12 | 15.6 | 2025-09-11 | 2027-12-31
Sigenergy Technology Co Ltd | Sigenergy | Sigen Energy Storage System | SigenStor-3S-16.78 (AS4777-2 2020) | 16.78 | 16.6 | 2026-04-16 | 2027-12-31
Sigenergy Technology Co Ltd | Sigenergy | Sigen Energy Storage System | SigenStor-3S-17.1 (AS4777-2 2020) | 17.1 | 17 | 2026-04-16 | 2027-12-31
Sigenergy Technology Co Ltd | Sigenergy | Sigen Energy Storage System | SigenStor-3S-18.08 (AS4777-2 2020) | 18.08 | 18 | 2026-04-16 | 2027-12-31
Sigenergy Technology Co Ltd | Sigenergy | Sigen Energy Storage System | SigenStor-3S-19.46 (AS4777-2 2020) | 19.46 | 19.3 | 2026-04-16 | 2027-12-31
Sigenergy Technology Co Ltd | Sigenergy | Sigen Energy Storage System | SigenStor-3S-19.8 (AS4777-2 2020) | 19.8 | 19.6 | 2026-04-16 | 2027-12-31
Sigenergy Technology Co Ltd | Sigenergy | Sigen Energy Storage System | SigenStor-3S-20.44 (AS4777-2 2020) | 20.44 | 20.3 | 2026-04-16 | 2027-12-31
Sigenergy Technology Co Ltd | Sigenergy | Sigen Energy Storage System | SigenStor-3S-21.08 (AS4777-2 2020) | 21.08 | 21 | 2026-04-16 | 2027-12-31
Sigenergy Technology Co Ltd | Sigenergy | Sigen Energy Storage System | SigenStor-3S-22.14 (AS4777-2 2020) | 22.14 | 22 | 2026-04-16 | 2027-12-31
Sigenergy Technology Co Ltd | Sigenergy | Sigen Energy Storage System | SigenStor-3S-22.48 (AS4777-2 2020) | 22.48 | 22.3 | 2026-04-16 | 2027-12-31
Sigenergy Technology Co Ltd | Sigenergy | Sigen Energy Storage System | SigenStor-3S-23.12 (AS4777-2 2020) | 23.12 | 23 | 2026-04-16 | 2027-12-31
Sigenergy Technology Co Ltd | Sigenergy | Sigen Energy Storage System | SigenStor-3S-23.46 (AS4777-2 2020) | 23.46 | 23.3 | 2026-04-16 | 2027-12-31
Sigenergy Technology Co Ltd | Sigenergy | Sigen Energy Storage System | SigenStor-3S-24.1 (AS4777-2 2020) | 24.1 | 24 | 2026-04-16 | 2027-12-31
Sigenergy Technology Co Ltd | Sigenergy | Sigen Energy Storage System | SigenStor-3S-24.84 (AS4777-2 2020) | 24.84 | 24.6 | 2026-04-16 | 2027-12-31
Sigenergy Technology Co Ltd | Sigenergy | Sigen Energy Storage System | SigenStor-3S-25.16 (AS4777-2 2020) | 25.16 | 25 | 2026-04-16 | 2027-12-31
Sigenergy Technology Co Ltd | Sigenergy | Sigen Energy Storage System | SigenStor-3S-25.82 (AS4777-2 2020) | 25.82 | 25.6 | 2026-04-16 | 2027-12-31
Sigenergy Technology Co Ltd | Sigenergy | Sigen Energy Storage System | SigenStor-3S-26.14 (AS4777-2 2020) | 26.14 | 26 | 2026-04-16 | 2027-12-31
Sigenergy Technology Co Ltd | Sigenergy | Sigen Energy Storage System | SigenStor-3S-27.12 (AS4777-2 2020) | 27.12 | 27 | 2026-04-16 | 2027-12-31
Sigenergy Technology Co Ltd | Sigenergy | Sigen Energy Storage System | SigenStor-3S-27.52 (AS4777-2 2020) | 27.52 | 27.3 | 2026-04-16 | 2027-12-31
Sigenergy Technology Co Ltd | Sigenergy | Sigen Energy Storage System | SigenStor-3S-27.86 (AS4777-2 2020) | 27.86 | 27.6 | 2026-04-16 | 2027-12-31
Sigenergy Technology Co Ltd | Sigenergy | Sigen Energy Storage System | SigenStor-3S-28.5 (AS4777-2 2020) | 28.5 | 28.3 | 2026-04-16 | 2027-12-31
Sigenergy Technology Co Ltd | Sigenergy | Sigen Energy Storage System | SigenStor-3S-28.84 (AS4777-2 2020) | 28.84 | 28.6 | 2026-04-16 | 2027-12-31
Sigenergy Technology Co Ltd | Sigenergy | Sigen Energy Storage System | SigenStor-3S-29.48 (AS4777-2 2020) | 29.48 | 29.3 | 2026-04-16 | 2027-12-31
Sigenergy Technology Co Ltd | Sigenergy | Sigen Energy Storage System | SigenStor-3S-30.12 (AS4777-2 2020) | 30.12 | 30 | 2026-04-16 | 2027-12-31
Sigenergy Technology Co Ltd | Sigenergy | Sigen Energy Storage System | SigenStor-3S-30.2 (AS4777-2 2020) | 30.2 | 30 | 2026-04-16 | 2027-12-31
Sigenergy Technology Co Ltd | Sigenergy | Sigen Energy Storage System | SigenStor-3S-30.54 (AS4777-2 2020) | 30.54 | 30.3 | 2026-04-16 | 2027-12-31
Sigenergy Technology Co Ltd | Sigenergy | Sigen Energy Storage System | SigenStor-3S-31.18 (AS4777-2 2020) | 31.18 | 31 | 2026-04-16 | 2027-12-31
Sigenergy Technology Co Ltd | Sigenergy | Sigen Energy Storage System | SigenStor-3S-31.52 (AS4777-2 2020) | 31.52 | 31.3 | 2026-04-16 | 2027-12-31
Sigenergy Technology Co Ltd | Sigenergy | Sigen Energy Storage System | SigenStor-3S-32.16 (AS4777-2 2020) | 32.16 | 32 | 2026-04-16 | 2027-12-31
Sigenergy Technology Co Ltd | Sigenergy | Sigen Energy Storage System | SigenStor-3S-32.5 (AS4777-2 2020) | 32.5 | 32.3 | 2026-04-16 | 2027-12-31
Sigenergy Technology Co Ltd | Sigenergy | Sigen Energy Storage System | SigenStor-3S-32.9 (AS4777-2 2020) | 32.9 | 32.6 | 2026-04-16 | 2027-12-31
Sigenergy Technology Co Ltd | Sigenergy | Sigen Energy Storage System | SigenStor-3S-33.14 (AS4777-2 2020) | 33.14 | 33 | 2026-04-16 | 2027-12-31
Sigenergy Technology Co Ltd | Sigenergy | Sigen Energy Storage System | SigenStor-3S-33.22 (AS4777-2 2020) | 33.22 | 33 | 2026-04-16 | 2027-12-31
Sigenergy Technology Co Ltd | Sigenergy | Sigen Energy Storage System | SigenStor-3S-33.88 (AS4777-2 2020) | 33.88 | 33.6 | 2026-04-16 | 2027-12-31
Sigenergy Technology Co Ltd | Sigenergy | Sigen Energy Storage System | SigenStor-3S-34.2 (AS4777-2 2020) | 34.2 | 34 | 2026-04-16 | 2027-12-31
Sigenergy Technology Co Ltd | Sigenergy | Sigen Energy Storage System | SigenStor-3S-34.86 (AS4777-2 2020) | 34.86 | 34.6 | 2026-04-16 | 2027-12-31
Sigenergy Technology Co Ltd | Sigenergy | Sigen Energy Storage System | SigenStor-3S-35.18 (AS4777-2 2020) | 35.18 | 35 | 2026-04-16 | 2027-12-31
Sigenergy Technology Co Ltd | Sigenergy | Sigen Energy Storage System | SigenStor-3S-35.58 (AS4777-2 2020) | 35.58 | 35.3 | 2026-04-16 | 2027-12-31
Sigenergy Technology Co Ltd | Sigenergy | Sigen Energy Storage System | SigenStor-3S-35.92 (AS4777-2 2020) | 35.92 | 35.6 | 2026-04-16 | 2027-12-31
Sigenergy Technology Co Ltd | Sigenergy | Sigen Energy Storage System | SigenStor-3S-36.16 (AS4777-2 2020) | 36.16 | 36 | 2026-04-16 | 2027-12-31
Sigenergy Technology Co Ltd | Sigenergy | Sigen Energy Storage System | SigenStor-3S-36.56 (AS4777-2 2020) | 36.56 | 36.3 | 2026-04-16 | 2027-12-31
Sigenergy Technology Co Ltd | Sigenergy | Sigen Energy Storage System | SigenStor-3S-36.9 (AS4777-2 2020) | 36.9 | 36.6 | 2026-04-16 | 2027-12-31
Sigenergy Technology Co Ltd | Sigenergy | Sigen Energy Storage System | SigenStor-3S-37.54 (AS4777-2 2020) | 37.54 | 37.3 | 2026-04-16 | 2027-12-31
Sigenergy Technology Co Ltd | Sigenergy | Sigen Energy Storage System | SigenStor-3S-37.88 (AS4777-2 2020) | 37.88 | 37.6 | 2026-04-16 | 2027-12-31
Sigenergy Technology Co Ltd | Sigenergy | Sigen Energy Storage System | SigenStor-3S-38.26 (AS4777-2 2020) | 38.26 | 38 | 2026-04-16 | 2027-12-31
Sigenergy Technology Co Ltd | Sigenergy | Sigen Energy Storage System | SigenStor-3S-38.52 (AS4777-2 2020) | 38.52 | 38.3 | 2026-04-16 | 2027-12-31
Sigenergy Technology Co Ltd | Sigenergy | Sigen Energy Storage System | SigenStor-3S-38.6 (AS4777-2 2020) | 38.6 | 38.3 | 2026-04-16 | 2027-12-31
Sigenergy Technology Co Ltd | Sigenergy | Sigen Energy Storage System | SigenStor-3S-39.16 (AS4777-2 2020) | 39.16 | 39 | 2026-04-16 | 2027-12-31
Sigenergy Technology Co Ltd | Sigenergy | Sigen Energy Storage System | SigenStor-3S-39.24 (AS4777-2 2020) | 39.24 | 39 | 2026-04-16 | 2027-12-31
Sigenergy Technology Co Ltd | Sigenergy | Sigen Energy Storage System | SigenStor-3S-39.58 (AS4777-2 2020) | 39.58 | 39.3 | 2026-04-16 | 2027-12-31
Sigenergy Technology Co Ltd | Sigenergy | Sigen Energy Storage System | SigenStor-3S-40.22 (AS4777-2 2020) | 40.22 | 40 | 2026-04-16 | 2027-12-31
Sigenergy Technology Co Ltd | Sigenergy | Sigen Energy Storage System | SigenStor-3S-40.56 (AS4777-2 2020) | 40.56 | 40.3 | 2026-04-16 | 2027-12-31
Sigenergy Technology Co Ltd | Sigenergy | Sigen Energy Storage System | SigenStor-3S-40.96 (AS4777-2 2020) | 40.96 | 40.6 | 2026-04-16 | 2027-12-31
Sigenergy Technology Co Ltd | Sigenergy | Sigen Energy Storage System | SigenStor-3S-41.2 (AS4777-2 2020) | 41.2 | 41 | 2026-04-16 | 2027-12-31
Sigenergy Technology Co Ltd | Sigenergy | Sigen Energy Storage System | SigenStor-3S-41.28 (AS4777-2 2020) | 41.28 | 41 | 2026-04-16 | 2027-12-31
Sigenergy Technology Co Ltd | Sigenergy | Sigen Energy Storage System | SigenStor-3S-41.54 (AS4777-2 2020) | 41.54 | 41.3 | 2026-04-16 | 2027-12-31
Sigenergy Technology Co Ltd | Sigenergy | Sigen Energy Storage System | SigenStor-3S-41.94 (AS4777-2 2020) | 41.94 | 41.6 | 2026-04-16 | 2027-12-31
Sigenergy Technology Co Ltd | Sigenergy | Sigen Energy Storage System | SigenStor-3S-42.18 (AS4777-2 2020) | 42.18 | 42 | 2026-04-16 | 2027-12-31
Sigenergy Technology Co Ltd | Sigenergy | Sigen Energy Storage System | SigenStor-3S-42.26 (AS4777-2 2020) | 42.26 | 42 | 2026-04-16 | 2027-12-31
Sigenergy Technology Co Ltd | Sigenergy | Sigen Energy Storage System | SigenStor-3S-42.92 (AS4777-2 2020) | 42.92 | 42.6 | 2026-04-16 | 2027-12-31
Sigenergy Technology Co Ltd | Sigenergy | Sigen Energy Storage System | SigenStor-3S-43.24 (AS4777-2 2020) | 43.24 | 43 | 2026-04-16 | 2027-12-31
Sigenergy Technology Co Ltd | Sigenergy | Sigen Energy Storage System | SigenStor-3S-43.64 (AS4777-2 2020) | 43.64 | 43.3 | 2026-04-16 | 2027-12-31
Sigenergy Technology Co Ltd | Sigenergy | Sigen Energy Storage System | SigenStor-3S-43.9 (AS4777-2 2020) | 43.9 | 43.6 | 2026-04-16 | 2027-12-31
Sigenergy Technology Co Ltd | Sigenergy | Sigen Energy Storage System | SigenStor-3S-43.98 (AS4777-2 2020) | 43.98 | 43.6 | 2026-04-16 | 2027-12-31
Sigenergy Technology Co Ltd | Sigenergy | Sigen Energy Storage System | SigenStor-3S-44.22 (AS4777-2 2020) | 44.22 | 44 | 2026-04-16 | 2027-12-31
Sigenergy Technology Co Ltd | Sigenergy | Sigen Energy Storage System | SigenStor-3S-44.62 (AS4777-2 2020) | 44.62 | 44.3 | 2026-04-16 | 2027-12-31
Sigenergy Technology Co Ltd | Sigenergy | Sigen Energy Storage System | SigenStor-3S-44.96 (AS4777-2 2020) | 44.96 | 44.6 | 2026-04-16 | 2027-12-31
Sigenergy Technology Co Ltd | Sigenergy | Sigen Energy Storage System | SigenStor-3S-45.2 (AS4777-2 2020) | 45.2 | 45 | 2026-04-16 | 2027-12-31
Sigenergy Technology Co Ltd | Sigenergy | Sigen Energy Storage System | SigenStor-3S-45.6 (AS4777-2 2020) | 45.6 | 45.3 | 2026-04-16 | 2027-12-31
Sigenergy Technology Co Ltd | Sigenergy | Sigen Energy Storage System | SigenStor-3S-45.94 (AS4777-2 2020) | 45.94 | 45.6 | 2026-04-16 | 2027-12-31
Sigenergy Technology Co Ltd | Sigenergy | Sigen Energy Storage System | SigenStor-3S-46.32 (AS4777-2 2020) | 46.32 | 46 | 2026-04-16 | 2027-12-31
Sigenergy Technology Co Ltd | Sigenergy | Sigen Energy Storage System | SigenStor-3S-46.58 (AS4777-2 2020) | 46.58 | 46.3 | 2026-04-16 | 2027-12-31
Sigenergy Technology Co Ltd | Sigenergy | Sigen Energy Storage System | SigenStor-3S-46.66 (AS4777-2 2020) | 46.66 | 46.3 | 2026-04-16 | 2027-12-31
Sigenergy Technology Co Ltd | Sigenergy | Sigen Energy Storage System | SigenStor-3S-46.92 (AS4777-2 2020) | 46.92 | 46.6 | 2026-04-16 | 2027-12-31
Sigenergy Technology Co Ltd | Sigenergy | Sigen Energy Storage System | SigenStor-3S-47.3 (AS4777-2 2020) | 47.3 | 47 | 2026-04-16 | 2027-12-31
Sigenergy Technology Co Ltd | Sigenergy | Sigen Energy Storage System | SigenStor-3S-47.56 (AS4777-2 2020) | 47.56 | 47.3 | 2026-04-16 | 2027-12-31
Sigenergy Technology Co Ltd | Sigenergy | Sigen Energy Storage System | SigenStor-3S-47.64 (AS4777-2 2020) | 47.64 | 47.3 | 2026-04-16 | 2027-12-31
Sigenergy Technology Co Ltd | Sigenergy | Sigen Energy Storage System | SigenStor-3S-48.2 (AS4777-2 2020) | 48.2 | 48 | 2026-04-16 | 2027-12-31
Sigenergy Technology Co Ltd | Sigenergy | Sigen Energy Storage System | SigenStor-3S-48.28 (AS4777-2 2020) | 48.28 | 48 | 2026-04-16 | 2027-12-31
Sigenergy Technology Co Ltd | Sigenergy | Sigen Energy Storage System | SigenStor-3S-48.62 (AS4777-2 2020) | 48.62 | 48.3 | 2026-04-16 | 2027-12-31
Sigenergy Technology Co Ltd | Sigenergy | Sigen Energy Storage System | SigenStor-3S-49.26 (AS4777-2 2020) | 49.26 | 49 | 2026-04-16 | 2027-12-31
Sigenergy Technology Co Ltd | Sigenergy | Sigen Energy Storage System | SigenStor-3S-49.34 (AS4777-2 2020) | 49.34 | 49 | 2026-04-16 | 2027-12-31
Sigenergy Technology Co Ltd | Sigenergy | Sigen Energy Storage System | SigenStor-3S-49.6 (AS4777-2 2020) | 49.6 | 49.3 | 2026-04-16 | 2027-12-31
Sigenergy Technology Co Ltd | Sigenergy | Sigen Energy Storage System | SigenStor-3S-5 (AS4777-2 2020) | 5.38 | 5.2 | 2025-09-11 | 2027-12-31
Sigenergy Technology Co Ltd | Sigenergy | Sigen Energy Storage System | SigenStor-3S-50.32 (AS4777-2 2020) | 50.32 | 50 | 2026-04-16 | 2027-12-31
Sigenergy Technology Co Ltd | Sigenergy | Sigen Energy Storage System | SigenStor-3S-50.58 (AS4777-2 2020) | 50.58 | 50.3 | 2026-04-16 | 2027-12-31
Sigenergy Technology Co Ltd | Sigenergy | Sigen Energy Storage System | SigenStor-3S-51.3 (AS4777-2 2020) | 51.3 | 51 | 2026-04-16 | 2027-12-31
Sigenergy Technology Co Ltd | Sigenergy | Sigen Energy Storage System | SigenStor-3S-52.28 (AS4777-2 2020) | 52.28 | 52 | 2026-04-16 | 2027-12-31
Sigenergy Technology Co Ltd | Sigenergy | Sigen Energy Storage System | SigenStor-3S-53.26 (AS4777-2 2020) | 53.26 | 53 | 2026-04-16 | 2027-12-31
Sigenergy Technology Co Ltd | Sigenergy | Sigen Energy Storage System | SigenStor-3S-54.24 (AS4777-2 2020) | 54.24 | 54 | 2026-04-16 | 2027-12-31
Sigenergy Technology Co Ltd | Sigenergy | Sigen Energy Storage System | SigenStor-3S-6.02 (AS4777-2 2020) | 6.02 | 6 | 2026-04-16 | 2027-12-31
Sigenergy Technology Co Ltd | Sigenergy | Sigen Energy Storage System | SigenStor-3S-8 (AS4777-2 2020) | 8.06 | 7.8 | 2025-09-11 | 2027-12-31
Sigenergy Technology Co Ltd | Sigenergy | Sigen Energy Storage System | SigenStor-3S-9.04 (AS4777-2 2020) | 9.04 | 9 | 2026-04-16 | 2027-12-31
Sigenergy Technology Co Ltd | Sigenergy | Sigen Energy Storage System | SigenStor-3S-EV12-11.4 (AS4777-2 2020) | 11.4 | 11.3 | 2026-04-16 | 2027-12-31
Sigenergy Technology Co Ltd | Sigenergy | Sigen Energy Storage System | SigenStor-3S-EV12-12.04 (AS4777-2 2020) | 12.04 | 12 | 2026-04-16 | 2027-12-31
Sigenergy Technology Co Ltd | Sigenergy | Sigen Energy Storage System | SigenStor-3S-EV12-14.08 (AS4777-2 2020) | 14.08 | 14 | 2026-04-16 | 2027-12-31
Sigenergy Technology Co Ltd | Sigenergy | Sigen Energy Storage System | SigenStor-3S-EV12-14.42 (AS4777-2 2020) | 14.42 | 14.3 | 2026-04-16 | 2027-12-31
Sigenergy Technology Co Ltd | Sigenergy | Sigen Energy Storage System | SigenStor-3S-EV12-15.06 (AS4777-2 2020) | 15.06 | 15 | 2026-04-16 | 2027-12-31
Sigenergy Technology Co Ltd | Sigenergy | Sigen Energy Storage System | SigenStor-3S-EV12-16.78 (AS4777-2 2020) | 16.78 | 16.6 | 2026-04-16 | 2027-12-31
Sigenergy Technology Co Ltd | Sigenergy | Sigen Energy Storage System | SigenStor-3S-EV12-17.1 (AS4777-2 2020) | 17.1 | 17 | 2026-04-16 | 2027-12-31
Sigenergy Technology Co Ltd | Sigenergy | Sigen Energy Storage System | SigenStor-3S-EV12-18.08 (AS4777-2 2020) | 18.08 | 18 | 2026-04-16 | 2027-12-31
Sigenergy Technology Co Ltd | Sigenergy | Sigen Energy Storage System | SigenStor-3S-EV12-19.46 (AS4777-2 2020) | 19.46 | 19.3 | 2026-04-16 | 2027-12-31
Sigenergy Technology Co Ltd | Sigenergy | Sigen Energy Storage System | SigenStor-3S-EV12-19.8 (AS4777-2 2020) | 19.8 | 19.6 | 2026-04-16 | 2027-12-31
Sigenergy Technology Co Ltd | Sigenergy | Sigen Energy Storage System | SigenStor-3S-EV12-20.44 (AS4777-2 2020) | 20.44 | 20.3 | 2026-04-16 | 2027-12-31
Sigenergy Technology Co Ltd | Sigenergy | Sigen Energy Storage System | SigenStor-3S-EV12-21.08 (AS4777-2 2020) | 21.08 | 21 | 2026-04-16 | 2027-12-31
Sigenergy Technology Co Ltd | Sigenergy | Sigen Energy Storage System | SigenStor-3S-EV12-22.14 (AS4777-2 2020) | 22.14 | 22 | 2026-04-16 | 2027-12-31
Sigenergy Technology Co Ltd | Sigenergy | Sigen Energy Storage System | SigenStor-3S-EV12-22.48 (AS4777-2 2020) | 22.48 | 22.3 | 2026-04-16 | 2027-12-31
Sigenergy Technology Co Ltd | Sigenergy | Sigen Energy Storage System | SigenStor-3S-EV12-23.12 (AS4777-2 2020) | 23.12 | 23 | 2026-04-16 | 2027-12-31
Sigenergy Technology Co Ltd | Sigenergy | Sigen Energy Storage System | SigenStor-3S-EV12-23.46 (AS4777-2 2020) | 23.46 | 23.3 | 2026-04-16 | 2027-12-31
Sigenergy Technology Co Ltd | Sigenergy | Sigen Energy Storage System | SigenStor-3S-EV12-24.1 (AS4777-2 2020) | 24.1 | 24 | 2026-04-16 | 2027-12-31
Sigenergy Technology Co Ltd | Sigenergy | Sigen Energy Storage System | SigenStor-3S-EV12-24.84 (AS4777-2 2020) | 24.84 | 24.6 | 2026-04-16 | 2027-12-31
Sigenergy Technology Co Ltd | Sigenergy | Sigen Energy Storage System | SigenStor-3S-EV12-25.16 (AS4777-2 2020) | 25.16 | 25 | 2026-04-16 | 2027-12-31
Sigenergy Technology Co Ltd | Sigenergy | Sigen Energy Storage System | SigenStor-3S-EV12-25.82 (AS4777-2 2020) | 25.82 | 25.6 | 2026-04-16 | 2027-12-31
Sigenergy Technology Co Ltd | Sigenergy | Sigen Energy Storage System | SigenStor-3S-EV12-26.14 (AS4777-2 2020) | 26.14 | 26 | 2026-04-16 | 2027-12-31
Sigenergy Technology Co Ltd | Sigenergy | Sigen Energy Storage System | SigenStor-3S-EV12-27.12 (AS4777-2 2020) | 27.12 | 27 | 2026-04-16 | 2027-12-31
Sigenergy Technology Co Ltd | Sigenergy | Sigen Energy Storage System | SigenStor-3S-EV12-27.52 (AS4777-2 2020) | 27.52 | 27.3 | 2026-04-16 | 2027-12-31
Sigenergy Technology Co Ltd | Sigenergy | Sigen Energy Storage System | SigenStor-3S-EV12-27.86 (AS4777-2 2020) | 27.86 | 27.6 | 2026-04-16 | 2027-12-31
Sigenergy Technology Co Ltd | Sigenergy | Sigen Energy Storage System | SigenStor-3S-EV12-28.5 (AS4777-2 2020) | 28.5 | 28.3 | 2026-04-16 | 2027-12-31
Sigenergy Technology Co Ltd | Sigenergy | Sigen Energy Storage System | SigenStor-3S-EV12-28.84 (AS4777-2 2020) | 28.84 | 28.6 | 2026-04-16 | 2027-12-31
Sigenergy Technology Co Ltd | Sigenergy | Sigen Energy Storage System | SigenStor-3S-EV12-29.48 (AS4777-2 2020) | 29.48 | 29.3 | 2026-04-16 | 2027-12-31
Sigenergy Technology Co Ltd | Sigenergy | Sigen Energy Storage System | SigenStor-3S-EV12-30.12 (AS4777-2 2020) | 30.12 | 30 | 2026-04-16 | 2027-12-31
Sigenergy Technology Co Ltd | Sigenergy | Sigen Energy Storage System | SigenStor-3S-EV12-30.2 (AS4777-2 2020) | 30.2 | 30 | 2026-04-16 | 2027-12-31
Sigenergy Technology Co Ltd | Sigenergy | Sigen Energy Storage System | SigenStor-3S-EV12-30.54 (AS4777-2 2020) | 30.54 | 30.3 | 2026-04-16 | 2027-12-31
Sigenergy Technology Co Ltd | Sigenergy | Sigen Energy Storage System | SigenStor-3S-EV12-31.18 (AS4777-2 2020) | 31.18 | 31 | 2026-04-16 | 2027-12-31
Sigenergy Technology Co Ltd | Sigenergy | Sigen Energy Storage System | SigenStor-3S-EV12-31.52 (AS4777-2 2020) | 31.52 | 31.3 | 2026-04-16 | 2027-12-31
Sigenergy Technology Co Ltd | Sigenergy | Sigen Energy Storage System | SigenStor-3S-EV12-32.16 (AS4777-2 2020) | 32.16 | 32 | 2026-04-16 | 2027-12-31
Sigenergy Technology Co Ltd | Sigenergy | Sigen Energy Storage System | SigenStor-3S-EV12-32.5 (AS4777-2 2020) | 32.5 | 32.3 | 2026-04-16 | 2027-12-31
Sigenergy Technology Co Ltd | Sigenergy | Sigen Energy Storage System | SigenStor-3S-EV12-32.9 (AS4777-2 2020) | 32.9 | 32.6 | 2026-04-16 | 2027-12-31
Sigenergy Technology Co Ltd | Sigenergy | Sigen Energy Storage System | SigenStor-3S-EV12-33.14 (AS4777-2 2020) | 33.14 | 33 | 2026-04-16 | 2027-12-31
Sigenergy Technology Co Ltd | Sigenergy | Sigen Energy Storage System | SigenStor-3S-EV12-33.22 (AS4777-2 2020) | 33.22 | 33 | 2026-04-16 | 2027-12-31
Sigenergy Technology Co Ltd | Sigenergy | Sigen Energy Storage System | SigenStor-3S-EV12-33.88 (AS4777-2 2020) | 33.88 | 33.6 | 2026-04-16 | 2027-12-31
Sigenergy Technology Co Ltd | Sigenergy | Sigen Energy Storage System | SigenStor-3S-EV12-34.2 (AS4777-2 2020) | 34.2 | 34 | 2026-04-16 | 2027-12-31
Sigenergy Technology Co Ltd | Sigenergy | Sigen Energy Storage System | SigenStor-3S-EV12-34.86 (AS4777-2 2020) | 34.86 | 34.6 | 2026-04-16 | 2027-12-31
Sigenergy Technology Co Ltd | Sigenergy | Sigen Energy Storage System | SigenStor-3S-EV12-35.18 (AS4777-2 2020) | 35.18 | 35 | 2026-04-16 | 2027-12-31
Sigenergy Technology Co Ltd | Sigenergy | Sigen Energy Storage System | SigenStor-3S-EV12-35.58 (AS4777-2 2020) | 35.58 | 35.3 | 2026-04-16 | 2027-12-31
Sigenergy Technology Co Ltd | Sigenergy | Sigen Energy Storage System | SigenStor-3S-EV12-35.92 (AS4777-2 2020) | 35.92 | 35.6 | 2026-04-16 | 2027-12-31
Sigenergy Technology Co Ltd | Sigenergy | Sigen Energy Storage System | SigenStor-3S-EV12-36.16 (AS4777-2 2020) | 36.16 | 36 | 2026-04-16 | 2027-12-31
Sigenergy Technology Co Ltd | Sigenergy | Sigen Energy Storage System | SigenStor-3S-EV12-36.56 (AS4777-2 2020) | 36.56 | 36.3 | 2026-04-16 | 2027-12-31
Sigenergy Technology Co Ltd | Sigenergy | Sigen Energy Storage System | SigenStor-3S-EV12-36.9 (AS4777-2 2020) | 36.9 | 36.6 | 2026-04-16 | 2027-12-31
Sigenergy Technology Co Ltd | Sigenergy | Sigen Energy Storage System | SigenStor-3S-EV12-37.54 (AS4777-2 2020) | 37.54 | 37.3 | 2026-04-16 | 2027-12-31
Sigenergy Technology Co Ltd | Sigenergy | Sigen Energy Storage System | SigenStor-3S-EV12-37.88 (AS4777-2 2020) | 37.88 | 37.6 | 2026-04-16 | 2027-12-31
Sigenergy Technology Co Ltd | Sigenergy | Sigen Energy Storage System | SigenStor-3S-EV12-38.26 (AS4777-2 2020) | 38.26 | 38 | 2026-04-16 | 2027-12-31
Sigenergy Technology Co Ltd | Sigenergy | Sigen Energy Storage System | SigenStor-3S-EV12-38.52 (AS4777-2 2020) | 38.52 | 38.3 | 2026-04-16 | 2027-12-31
Sigenergy Technology Co Ltd | Sigenergy | Sigen Energy Storage System | SigenStor-3S-EV12-38.6 (AS4777-2 2020) | 38.6 | 38.3 | 2026-04-16 | 2027-12-31
Sigenergy Technology Co Ltd | Sigenergy | Sigen Energy Storage System | SigenStor-3S-EV12-39.16 (AS4777-2 2020) | 39.16 | 39 | 2026-04-16 | 2027-12-31
Sigenergy Technology Co Ltd | Sigenergy | Sigen Energy Storage System | SigenStor-3S-EV12-39.24 (AS4777-2 2020) | 39.24 | 39 | 2026-04-16 | 2027-12-31
Sigenergy Technology Co Ltd | Sigenergy | Sigen Energy Storage System | SigenStor-3S-EV12-39.58 (AS4777-2 2020) | 39.58 | 39.3 | 2026-04-16 | 2027-12-31
Sigenergy Technology Co Ltd | Sigenergy | Sigen Energy Storage System | SigenStor-3S-EV12-40.22 (AS4777-2 2020) | 40.22 | 40 | 2026-04-16 | 2027-12-31
Sigenergy Technology Co Ltd | Sigenergy | Sigen Energy Storage System | SigenStor-3S-EV12-40.56 (AS4777-2 2020) | 40.56 | 40.3 | 2026-04-16 | 2027-12-31
Sigenergy Technology Co Ltd | Sigenergy | Sigen Energy Storage System | SigenStor-3S-EV12-41.2 (AS4777-2 2020) | 41.2 | 41 | 2026-04-16 | 2027-12-31
Sigenergy Technology Co Ltd | Sigenergy | Sigen Energy Storage System | SigenStor-3S-EV12-41.28 (AS4777-2 2020) | 41.28 | 41 | 2026-04-16 | 2027-12-31
Sigenergy Technology Co Ltd | Sigenergy | Sigen Energy Storage System | SigenStor-3S-EV12-41.54 (AS4777-2 2020) | 41.54 | 41.3 | 2026-04-16 | 2027-12-31
Sigenergy Technology Co Ltd | Sigenergy | Sigen Energy Storage System | SigenStor-3S-EV12-42.18 (AS4777-2 2020) | 42.18 | 42 | 2026-04-16 | 2027-12-31
Sigenergy Technology Co Ltd | Sigenergy | Sigen Energy Storage System | SigenStor-3S-EV12-42.26 (AS4777-2 2020) | 42.26 | 42 | 2026-04-16 | 2027-12-31
Sigenergy Technology Co Ltd | Sigenergy | Sigen Energy Storage System | SigenStor-3S-EV12-43.24 (AS4777-2 2020) | 43.24 | 43 | 2026-04-16 | 2027-12-31
Sigenergy Technology Co Ltd | Sigenergy | Sigen Energy Storage System | SigenStor-3S-EV12-44.22 (AS4777-2 2020) | 44.22 | 44 | 2026-04-16 | 2027-12-31
Sigenergy Technology Co Ltd | Sigenergy | Sigen Energy Storage System | SigenStor-3S-EV12-45.2 (AS4777-2 2020) | 45.2 | 45 | 2026-04-16 | 2027-12-31
Sigenergy Technology Co Ltd | Sigenergy | Sigen Energy Storage System | SigenStor-3S-EV12-6.02 (AS4777-2 2020) | 6.02 | 6 | 2026-04-16 | 2027-12-31
Sigenergy Technology Co Ltd | Sigenergy | Sigen Energy Storage System | SigenStor-3S-EV12-9.04 (AS4777-2 2020) | 9.04 | 9 | 2026-04-16 | 2027-12-31
Sigenergy Technology Co Ltd | Sigenergy | Sigen Energy Storage System | SigenStor-5S-11.4 (AS4777-2 2020) | 11.4 | 11.3 | 2026-04-16 | 2027-12-31
Sigenergy Technology Co Ltd | Sigenergy | Sigen Energy Storage System | SigenStor-5S-12.04 (AS4777-2 2020) | 12.04 | 12 | 2026-04-16 | 2027-12-31
Sigenergy Technology Co Ltd | Sigenergy | Sigen Energy Storage System | SigenStor-5S-14.08 (AS4777-2 2020) | 14.08 | 14 | 2026-04-16 | 2027-12-31
Sigenergy Technology Co Ltd | Sigenergy | Sigen Energy Storage System | SigenStor-5S-14.42 (AS4777-2 2020) | 14.42 | 14.3 | 2026-04-16 | 2027-12-31
Sigenergy Technology Co Ltd | Sigenergy | Sigen Energy Storage System | SigenStor-5S-15.06 (AS4777-2 2020) | 15.06 | 15 | 2026-04-16 | 2027-12-31
Sigenergy Technology Co Ltd | Sigenergy | Sigen Energy Storage System | SigenStor-5S-16.78 (AS4777-2 2020) | 16.78 | 16.6 | 2026-04-16 | 2027-12-31
Sigenergy Technology Co Ltd | Sigenergy | Sigen Energy Storage System | SigenStor-5S-17.1 (AS4777-2 2020) | 17.1 | 17 | 2026-04-16 | 2027-12-31
Sigenergy Technology Co Ltd | Sigenergy | Sigen Energy Storage System | SigenStor-5S-18.08 (AS4777-2 2020) | 18.08 | 18 | 2026-04-16 | 2027-12-31
Sigenergy Technology Co Ltd | Sigenergy | Sigen Energy Storage System | SigenStor-5S-19.46 (AS4777-2 2020) | 19.46 | 19.3 | 2026-04-16 | 2027-12-31
Sigenergy Technology Co Ltd | Sigenergy | Sigen Energy Storage System | SigenStor-5S-19.8 (AS4777-2 2020) | 19.8 | 19.6 | 2026-04-16 | 2027-12-31
Sigenergy Technology Co Ltd | Sigenergy | Sigen Energy Storage System | SigenStor-5S-20.44 (AS4777-2 2020) | 20.44 | 20.3 | 2026-04-16 | 2027-12-31
Sigenergy Technology Co Ltd | Sigenergy | Sigen Energy Storage System | SigenStor-5S-21 (AS4777-2 2020) | 21.5 | 20.8 | 2025-09-11 | 2027-12-31
Sigenergy Technology Co Ltd | Sigenergy | Sigen Energy Storage System | SigenStor-5S-21.08 (AS4777-2 2020) | 21.08 | 21 | 2026-04-16 | 2027-12-31
Sigenergy Technology Co Ltd | Sigenergy | Sigen Energy Storage System | SigenStor-5S-22.14 (AS4777-2 2020) | 22.14 | 22 | 2026-04-16 | 2027-12-31
Sigenergy Technology Co Ltd | Sigenergy | Sigen Energy Storage System | SigenStor-5S-22.48 (AS4777-2 2020) | 22.48 | 22.3 | 2026-04-16 | 2027-12-31
Sigenergy Technology Co Ltd | Sigenergy | Sigen Energy Storage System | SigenStor-5S-23.12 (AS4777-2 2020) | 23.12 | 23 | 2026-04-16 | 2027-12-31
Sigenergy Technology Co Ltd | Sigenergy | Sigen Energy Storage System | SigenStor-5S-23.46 (AS4777-2 2020) | 23.46 | 23.3 | 2026-04-16 | 2027-12-31
Sigenergy Technology Co Ltd | Sigenergy | Sigen Energy Storage System | SigenStor-5S-24 (AS4777-2 2020) | 24.18 | 23.4 | 2025-09-11 | 2027-12-31
Sigenergy Technology Co Ltd | Sigenergy | Sigen Energy Storage System | SigenStor-5S-24.1 (AS4777-2 2020) | 24.1 | 24 | 2026-04-16 | 2027-12-31
Sigenergy Technology Co Ltd | Sigenergy | Sigen Energy Storage System | SigenStor-5S-24.84 (AS4777-2 2020) | 24.84 | 24.6 | 2026-04-16 | 2027-12-31
Sigenergy Technology Co Ltd | Sigenergy | Sigen Energy Storage System | SigenStor-5S-25.16 (AS4777-2 2020) | 25.16 | 25 | 2026-04-16 | 2027-12-31
Sigenergy Technology Co Ltd | Sigenergy | Sigen Energy Storage System | SigenStor-5S-25.82 (AS4777-2 2020) | 25.82 | 25.6 | 2026-04-16 | 2027-12-31
Sigenergy Technology Co Ltd | Sigenergy | Sigen Energy Storage System | SigenStor-5S-26.14 (AS4777-2 2020) | 26.14 | 26 | 2026-04-16 | 2027-12-31
Sigenergy Technology Co Ltd | Sigenergy | Sigen Energy Storage System | SigenStor-5S-27.12 (AS4777-2 2020) | 27.12 | 27 | 2026-04-16 | 2027-12-31
Sigenergy Technology Co Ltd | Sigenergy | Sigen Energy Storage System | SigenStor-5S-27.52 (AS4777-2 2020) | 27.52 | 27.3 | 2026-04-16 | 2027-12-31
Sigenergy Technology Co Ltd | Sigenergy | Sigen Energy Storage System | SigenStor-5S-27.86 (AS4777-2 2020) | 27.86 | 27.6 | 2026-04-16 | 2027-12-31
Sigenergy Technology Co Ltd | Sigenergy | Sigen Energy Storage System | SigenStor-5S-28.5 (AS4777-2 2020) | 28.5 | 28.3 | 2026-04-16 | 2027-12-31
Sigenergy Technology Co Ltd | Sigenergy | Sigen Energy Storage System | SigenStor-5S-28.84 (AS4777-2 2020) | 28.84 | 28.6 | 2026-04-16 | 2027-12-31
Sigenergy Technology Co Ltd | Sigenergy | Sigen Energy Storage System | SigenStor-5S-29 (AS4777-2 2020) | 29.56 | 28.6 | 2025-09-11 | 2027-12-31
Sigenergy Technology Co Ltd | Sigenergy | Sigen Energy Storage System | SigenStor-5S-29.48 (AS4777-2 2020) | 29.48 | 29.3 | 2026-04-16 | 2027-12-31
Sigenergy Technology Co Ltd | Sigenergy | Sigen Energy Storage System | SigenStor-5S-30.12 (AS4777-2 2020) | 30.12 | 30 | 2026-04-16 | 2027-12-31
Sigenergy Technology Co Ltd | Sigenergy | Sigen Energy Storage System | SigenStor-5S-30.2 (AS4777-2 2020) | 30.2 | 30 | 2026-04-16 | 2027-12-31
Sigenergy Technology Co Ltd | Sigenergy | Sigen Energy Storage System | SigenStor-5S-30.54 (AS4777-2 2020) | 30.54 | 30.3 | 2026-04-16 | 2027-12-31
Sigenergy Technology Co Ltd | Sigenergy | Sigen Energy Storage System | SigenStor-5S-31.18 (AS4777-2 2020) | 31.18 | 31 | 2026-04-16 | 2027-12-31
Sigenergy Technology Co Ltd | Sigenergy | Sigen Energy Storage System | SigenStor-5S-31.52 (AS4777-2 2020) | 31.52 | 31.3 | 2026-04-16 | 2027-12-31
Sigenergy Technology Co Ltd | Sigenergy | Sigen Energy Storage System | SigenStor-5S-32 (AS4777-2 2020) | 32.24 | 31.2 | 2025-09-11 | 2027-12-31
Sigenergy Technology Co Ltd | Sigenergy | Sigen Energy Storage System | SigenStor-5S-32.16 (AS4777-2 2020) | 32.16 | 32 | 2026-04-16 | 2027-12-31
Sigenergy Technology Co Ltd | Sigenergy | Sigen Energy Storage System | SigenStor-5S-32.5 (AS4777-2 2020) | 32.5 | 32.3 | 2026-04-16 | 2027-12-31
Sigenergy Technology Co Ltd | Sigenergy | Sigen Energy Storage System | SigenStor-5S-32.9 (AS4777-2 2020) | 32.9 | 32.6 | 2026-04-16 | 2027-12-31
Sigenergy Technology Co Ltd | Sigenergy | Sigen Energy Storage System | SigenStor-5S-33.14 (AS4777-2 2020) | 33.14 | 33 | 2026-04-16 | 2027-12-31
Sigenergy Technology Co Ltd | Sigenergy | Sigen Energy Storage System | SigenStor-5S-33.22 (AS4777-2 2020) | 33.22 | 33 | 2026-04-16 | 2027-12-31
Sigenergy Technology Co Ltd | Sigenergy | Sigen Energy Storage System | SigenStor-5S-33.88 (AS4777-2 2020) | 33.88 | 33.6 | 2026-04-16 | 2027-12-31
Sigenergy Technology Co Ltd | Sigenergy | Sigen Energy Storage System | SigenStor-5S-34.2 (AS4777-2 2020) | 34.2 | 34 | 2026-04-16 | 2027-12-31
Sigenergy Technology Co Ltd | Sigenergy | Sigen Energy Storage System | SigenStor-5S-34.86 (AS4777-2 2020) | 34.86 | 34.6 | 2026-04-16 | 2027-12-31
Sigenergy Technology Co Ltd | Sigenergy | Sigen Energy Storage System | SigenStor-5S-35.18 (AS4777-2 2020) | 35.18 | 35 | 2026-04-16 | 2027-12-31
Sigenergy Technology Co Ltd | Sigenergy | Sigen Energy Storage System | SigenStor-5S-35.58 (AS4777-2 2020) | 35.58 | 35.3 | 2026-04-16 | 2027-12-31
Sigenergy Technology Co Ltd | Sigenergy | Sigen Energy Storage System | SigenStor-5S-35.92 (AS4777-2 2020) | 35.92 | 35.6 | 2026-04-16 | 2027-12-31
Sigenergy Technology Co Ltd | Sigenergy | Sigen Energy Storage System | SigenStor-5S-36.16 (AS4777-2 2020) | 36.16 | 36 | 2026-04-16 | 2027-12-31
Sigenergy Technology Co Ltd | Sigenergy | Sigen Energy Storage System | SigenStor-5S-36.56 (AS4777-2 2020) | 36.56 | 36.3 | 2026-04-16 | 2027-12-31
Sigenergy Technology Co Ltd | Sigenergy | Sigen Energy Storage System | SigenStor-5S-36.9 (AS4777-2 2020) | 36.9 | 36.6 | 2026-04-16 | 2027-12-31
Sigenergy Technology Co Ltd | Sigenergy | Sigen Energy Storage System | SigenStor-5S-37 (AS4777-2 2020) | 37.62 | 36.4 | 2025-09-11 | 2027-12-31
Sigenergy Technology Co Ltd | Sigenergy | Sigen Energy Storage System | SigenStor-5S-37.54 (AS4777-2 2020) | 37.54 | 37.3 | 2026-04-16 | 2027-12-31
Sigenergy Technology Co Ltd | Sigenergy | Sigen Energy Storage System | SigenStor-5S-37.88 (AS4777-2 2020) | 37.88 | 37.6 | 2026-04-16 | 2027-12-31
Sigenergy Technology Co Ltd | Sigenergy | Sigen Energy Storage System | SigenStor-5S-38.26 (AS4777-2 2020) | 38.26 | 38 | 2026-04-16 | 2027-12-31
Sigenergy Technology Co Ltd | Sigenergy | Sigen Energy Storage System | SigenStor-5S-38.52 (AS4777-2 2020) | 38.52 | 38.3 | 2026-04-16 | 2027-12-31
Sigenergy Technology Co Ltd | Sigenergy | Sigen Energy Storage System | SigenStor-5S-38.6 (AS4777-2 2020) | 38.6 | 38.3 | 2026-04-16 | 2027-12-31
Sigenergy Technology Co Ltd | Sigenergy | Sigen Energy Storage System | SigenStor-5S-39.16 (AS4777-2 2020) | 39.16 | 39 | 2026-04-16 | 2027-12-31
Sigenergy Technology Co Ltd | Sigenergy | Sigen Energy Storage System | SigenStor-5S-39.24 (AS4777-2 2020) | 39.24 | 39 | 2026-04-16 | 2027-12-31
Sigenergy Technology Co Ltd | Sigenergy | Sigen Energy Storage System | SigenStor-5S-39.58 (AS4777-2 2020) | 39.58 | 39.3 | 2026-04-16 | 2027-12-31
Sigenergy Technology Co Ltd | Sigenergy | Sigen Energy Storage System | SigenStor-5S-40 (AS4777-2 2020) | 40.3 | 39 | 2025-09-11 | 2027-12-31
Sigenergy Technology Co Ltd | Sigenergy | Sigen Energy Storage System | SigenStor-5S-40.22 (AS4777-2 2020) | 40.22 | 40 | 2026-04-16 | 2027-12-31
Sigenergy Technology Co Ltd | Sigenergy | Sigen Energy Storage System | SigenStor-5S-40.56 (AS4777-2 2020) | 40.56 | 40.3 | 2026-04-16 | 2027-12-31
Sigenergy Technology Co Ltd | Sigenergy | Sigen Energy Storage System | SigenStor-5S-40.96 (AS4777-2 2020) | 40.96 | 40.6 | 2026-04-16 | 2027-12-31
Sigenergy Technology Co Ltd | Sigenergy | Sigen Energy Storage System | SigenStor-5S-41.2 (AS4777-2 2020) | 41.2 | 41 | 2026-04-16 | 2027-12-31
Sigenergy Technology Co Ltd | Sigenergy | Sigen Energy Storage System | SigenStor-5S-41.28 (AS4777-2 2020) | 41.28 | 41 | 2026-04-16 | 2027-12-31
Sigenergy Technology Co Ltd | Sigenergy | Sigen Energy Storage System | SigenStor-5S-41.54 (AS4777-2 2020) | 41.54 | 41.3 | 2026-04-16 | 2027-12-31
Sigenergy Technology Co Ltd | Sigenergy | Sigen Energy Storage System | SigenStor-5S-41.94 (AS4777-2 2020) | 41.94 | 41.6 | 2026-04-16 | 2027-12-31
Sigenergy Technology Co Ltd | Sigenergy | Sigen Energy Storage System | SigenStor-5S-42.18 (AS4777-2 2020) | 42.18 | 42 | 2026-04-16 | 2027-12-31
Sigenergy Technology Co Ltd | Sigenergy | Sigen Energy Storage System | SigenStor-5S-42.26 (AS4777-2 2020) | 42.26 | 42 | 2026-04-16 | 2027-12-31
Sigenergy Technology Co Ltd | Sigenergy | Sigen Energy Storage System | SigenStor-5S-42.92 (AS4777-2 2020) | 42.92 | 42.6 | 2026-04-16 | 2027-12-31
Sigenergy Technology Co Ltd | Sigenergy | Sigen Energy Storage System | SigenStor-5S-43.24 (AS4777-2 2020) | 43.24 | 43 | 2026-04-16 | 2027-12-31
Sigenergy Technology Co Ltd | Sigenergy | Sigen Energy Storage System | SigenStor-5S-43.64 (AS4777-2 2020) | 43.64 | 43.3 | 2026-04-16 | 2027-12-31
Sigenergy Technology Co Ltd | Sigenergy | Sigen Energy Storage System | SigenStor-5S-43.9 (AS4777-2 2020) | 43.9 | 43.6 | 2026-04-16 | 2027-12-31
Sigenergy Technology Co Ltd | Sigenergy | Sigen Energy Storage System | SigenStor-5S-43.98 (AS4777-2 2020) | 43.98 | 43.6 | 2026-04-16 | 2027-12-31
Sigenergy Technology Co Ltd | Sigenergy | Sigen Energy Storage System | SigenStor-5S-44.22 (AS4777-2 2020) | 44.22 | 44 | 2026-04-16 | 2027-12-31
Sigenergy Technology Co Ltd | Sigenergy | Sigen Energy Storage System | SigenStor-5S-44.62 (AS4777-2 2020) | 44.62 | 44.3 | 2026-04-16 | 2027-12-31
Sigenergy Technology Co Ltd | Sigenergy | Sigen Energy Storage System | SigenStor-5S-44.96 (AS4777-2 2020) | 44.96 | 44.6 | 2026-04-16 | 2027-12-31
Sigenergy Technology Co Ltd | Sigenergy | Sigen Energy Storage System | SigenStor-5S-45.2 (AS4777-2 2020) | 45.2 | 45 | 2026-04-16 | 2027-12-31
Sigenergy Technology Co Ltd | Sigenergy | Sigen Energy Storage System | SigenStor-5S-45.6 (AS4777-2 2020) | 45.6 | 45.3 | 2026-04-16 | 2027-12-31
Sigenergy Technology Co Ltd | Sigenergy | Sigen Energy Storage System | SigenStor-5S-45.94 (AS4777-2 2020) | 45.94 | 45.6 | 2026-04-16 | 2027-12-31
Sigenergy Technology Co Ltd | Sigenergy | Sigen Energy Storage System | SigenStor-5S-46.32 (AS4777-2 2020) | 46.32 | 46 | 2026-04-16 | 2027-12-31
Sigenergy Technology Co Ltd | Sigenergy | Sigen Energy Storage System | SigenStor-5S-46.58 (AS4777-2 2020) | 46.58 | 46.3 | 2026-04-16 | 2027-12-31
Sigenergy Technology Co Ltd | Sigenergy | Sigen Energy Storage System | SigenStor-5S-46.66 (AS4777-2 2020) | 46.66 | 46.3 | 2026-04-16 | 2027-12-31
Sigenergy Technology Co Ltd | Sigenergy | Sigen Energy Storage System | SigenStor-5S-46.92 (AS4777-2 2020) | 46.92 | 46.6 | 2026-04-16 | 2027-12-31
Sigenergy Technology Co Ltd | Sigenergy | Sigen Energy Storage System | SigenStor-5S-47.3 (AS4777-2 2020) | 47.3 | 47 | 2026-04-16 | 2027-12-31
Sigenergy Technology Co Ltd | Sigenergy | Sigen Energy Storage System | SigenStor-5S-47.56 (AS4777-2 2020) | 47.56 | 47.3 | 2026-04-16 | 2027-12-31
Sigenergy Technology Co Ltd | Sigenergy | Sigen Energy Storage System | SigenStor-5S-47.64 (AS4777-2 2020) | 47.64 | 47.3 | 2026-04-16 | 2027-12-31
Sigenergy Technology Co Ltd | Sigenergy | Sigen Energy Storage System | SigenStor-5S-48 (AS4777-2 2020) | 48.36 | 46.8 | 2025-09-11 | 2027-12-31
Sigenergy Technology Co Ltd | Sigenergy | Sigen Energy Storage System | SigenStor-5S-48.2 (AS4777-2 2020) | 48.2 | 48 | 2026-04-16 | 2027-12-31
Sigenergy Technology Co Ltd | Sigenergy | Sigen Energy Storage System | SigenStor-5S-48.28 (AS4777-2 2020) | 48.28 | 48 | 2026-04-16 | 2027-12-31
Sigenergy Technology Co Ltd | Sigenergy | Sigen Energy Storage System | SigenStor-5S-48.62 (AS4777-2 2020) | 48.62 | 48.3 | 2026-04-16 | 2027-12-31
Sigenergy Technology Co Ltd | Sigenergy | Sigen Energy Storage System | SigenStor-5S-49.26 (AS4777-2 2020) | 49.26 | 49 | 2026-04-16 | 2027-12-31
Sigenergy Technology Co Ltd | Sigenergy | Sigen Energy Storage System | SigenStor-5S-49.34 (AS4777-2 2020) | 49.34 | 49 | 2026-04-16 | 2027-12-31
Sigenergy Technology Co Ltd | Sigenergy | Sigen Energy Storage System | SigenStor-5S-49.6 (AS4777-2 2020) | 49.6 | 49.3 | 2026-04-16 | 2027-12-31
Sigenergy Technology Co Ltd | Sigenergy | Sigen Energy Storage System | SigenStor-5S-50.32 (AS4777-2 2020) | 50.32 | 50 | 2026-04-16 | 2027-12-31
Sigenergy Technology Co Ltd | Sigenergy | Sigen Energy Storage System | SigenStor-5S-50.58 (AS4777-2 2020) | 50.58 | 50.3 | 2026-04-16 | 2027-12-31
Sigenergy Technology Co Ltd | Sigenergy | Sigen Energy Storage System | SigenStor-5S-51.3 (AS4777-2 2020) | 51.3 | 51 | 2026-04-16 | 2027-12-31
Sigenergy Technology Co Ltd | Sigenergy | Sigen Energy Storage System | SigenStor-5S-52.28 (AS4777-2 2020) | 52.28 | 52 | 2026-04-16 | 2027-12-31
Sigenergy Technology Co Ltd | Sigenergy | Sigen Energy Storage System | SigenStor-5S-53.26 (AS4777-2 2020) | 53.26 | 53 | 2026-04-16 | 2027-12-31
Sigenergy Technology Co Ltd | Sigenergy | Sigen Energy Storage System | SigenStor-5S-54.24 (AS4777-2 2020) | 54.24 | 54 | 2026-04-16 | 2027-12-31
Sigenergy Technology Co Ltd | Sigenergy | Sigen Energy Storage System | SigenStor-5S-6.02 (AS4777-2 2020) | 6.02 | 6 | 2026-04-16 | 2027-12-31
Sigenergy Technology Co Ltd | Sigenergy | Sigen Energy Storage System | SigenStor-5S-9.04 (AS4777-2 2020) | 9.04 | 9 | 2026-04-16 | 2027-12-31
Sigenergy Technology Co Ltd | Sigenergy | Sigen Energy Storage System | SigenStor-5S-EV12-11.4 (AS4777-2 2020) | 11.4 | 11.3 | 2026-04-16 | 2027-12-31
Sigenergy Technology Co Ltd | Sigenergy | Sigen Energy Storage System | SigenStor-5S-EV12-12.04 (AS4777-2 2020) | 12.04 | 12 | 2026-04-16 | 2027-12-31
Sigenergy Technology Co Ltd | Sigenergy | Sigen Energy Storage System | SigenStor-5S-EV12-14.08 (AS4777-2 2020) | 14.08 | 14 | 2026-04-16 | 2027-12-31
Sigenergy Technology Co Ltd | Sigenergy | Sigen Energy Storage System | SigenStor-5S-EV12-14.42 (AS4777-2 2020) | 14.42 | 14.3 | 2026-04-16 | 2027-12-31
Sigenergy Technology Co Ltd | Sigenergy | Sigen Energy Storage System | SigenStor-5S-EV12-15.06 (AS4777-2 2020) | 15.06 | 15 | 2026-04-16 | 2027-12-31
Sigenergy Technology Co Ltd | Sigenergy | Sigen Energy Storage System | SigenStor-5S-EV12-16.78 (AS4777-2 2020) | 16.78 | 16.6 | 2026-04-16 | 2027-12-31
Sigenergy Technology Co Ltd | Sigenergy | Sigen Energy Storage System | SigenStor-5S-EV12-17.1 (AS4777-2 2020) | 17.1 | 17 | 2026-04-16 | 2027-12-31
Sigenergy Technology Co Ltd | Sigenergy | Sigen Energy Storage System | SigenStor-5S-EV12-18.08 (AS4777-2 2020) | 18.08 | 18 | 2026-04-16 | 2027-12-31
Sigenergy Technology Co Ltd | Sigenergy | Sigen Energy Storage System | SigenStor-5S-EV12-19.46 (AS4777-2 2020) | 19.46 | 19.3 | 2026-04-16 | 2027-12-31
Sigenergy Technology Co Ltd | Sigenergy | Sigen Energy Storage System | SigenStor-5S-EV12-19.8 (AS4777-2 2020) | 19.8 | 19.6 | 2026-04-16 | 2027-12-31
Sigenergy Technology Co Ltd | Sigenergy | Sigen Energy Storage System | SigenStor-5S-EV12-20.44 (AS4777-2 2020) | 20.44 | 20.3 | 2026-04-16 | 2027-12-31
Sigenergy Technology Co Ltd | Sigenergy | Sigen Energy Storage System | SigenStor-5S-EV12-21.08 (AS4777-2 2020) | 21.08 | 21 | 2026-04-16 | 2027-12-31
Sigenergy Technology Co Ltd | Sigenergy | Sigen Energy Storage System | SigenStor-5S-EV12-22.14 (AS4777-2 2020) | 22.14 | 22 | 2026-04-16 | 2027-12-31
Sigenergy Technology Co Ltd | Sigenergy | Sigen Energy Storage System | SigenStor-5S-EV12-22.48 (AS4777-2 2020) | 22.48 | 22.3 | 2026-04-16 | 2027-12-31
Sigenergy Technology Co Ltd | Sigenergy | Sigen Energy Storage System | SigenStor-5S-EV12-23.12 (AS4777-2 2020) | 23.12 | 23 | 2026-04-16 | 2027-12-31
Sigenergy Technology Co Ltd | Sigenergy | Sigen Energy Storage System | SigenStor-5S-EV12-23.46 (AS4777-2 2020) | 23.46 | 23.3 | 2026-04-16 | 2027-12-31
Sigenergy Technology Co Ltd | Sigenergy | Sigen Energy Storage System | SigenStor-5S-EV12-24.1 (AS4777-2 2020) | 24.1 | 24 | 2026-04-16 | 2027-12-31
Sigenergy Technology Co Ltd | Sigenergy | Sigen Energy Storage System | SigenStor-5S-EV12-24.84 (AS4777-2 2020) | 24.84 | 24.6 | 2026-04-16 | 2027-12-31
Sigenergy Technology Co Ltd | Sigenergy | Sigen Energy Storage System | SigenStor-5S-EV12-25.16 (AS4777-2 2020) | 25.16 | 25 | 2026-04-16 | 2027-12-31
Sigenergy Technology Co Ltd | Sigenergy | Sigen Energy Storage System | SigenStor-5S-EV12-25.82 (AS4777-2 2020) | 25.82 | 25.6 | 2026-04-16 | 2027-12-31
Sigenergy Technology Co Ltd | Sigenergy | Sigen Energy Storage System | SigenStor-5S-EV12-26.14 (AS4777-2 2020) | 26.14 | 26 | 2026-04-16 | 2027-12-31
Sigenergy Technology Co Ltd | Sigenergy | Sigen Energy Storage System | SigenStor-5S-EV12-27.12 (AS4777-2 2020) | 27.12 | 27 | 2026-04-16 | 2027-12-31
Sigenergy Technology Co Ltd | Sigenergy | Sigen Energy Storage System | SigenStor-5S-EV12-27.52 (AS4777-2 2020) | 27.52 | 27.3 | 2026-04-16 | 2027-12-31
Sigenergy Technology Co Ltd | Sigenergy | Sigen Energy Storage System | SigenStor-5S-EV12-27.86 (AS4777-2 2020) | 27.86 | 27.6 | 2026-04-16 | 2027-12-31
Sigenergy Technology Co Ltd | Sigenergy | Sigen Energy Storage System | SigenStor-5S-EV12-28.5 (AS4777-2 2020) | 28.5 | 28.3 | 2026-04-16 | 2027-12-31
Sigenergy Technology Co Ltd | Sigenergy | Sigen Energy Storage System | SigenStor-5S-EV12-28.84 (AS4777-2 2020) | 28.84 | 28.6 | 2026-04-16 | 2027-12-31
Sigenergy Technology Co Ltd | Sigenergy | Sigen Energy Storage System | SigenStor-5S-EV12-29.48 (AS4777-2 2020) | 29.48 | 29.3 | 2026-04-16 | 2027-12-31
Sigenergy Technology Co Ltd | Sigenergy | Sigen Energy Storage System | SigenStor-5S-EV12-30.12 (AS4777-2 2020) | 30.12 | 30 | 2026-04-16 | 2027-12-31
Sigenergy Technology Co Ltd | Sigenergy | Sigen Energy Storage System | SigenStor-5S-EV12-30.2 (AS4777-2 2020) | 30.2 | 30 | 2026-04-16 | 2027-12-31
Sigenergy Technology Co Ltd | Sigenergy | Sigen Energy Storage System | SigenStor-5S-EV12-30.54 (AS4777-2 2020) | 30.54 | 30.3 | 2026-04-16 | 2027-12-31
Sigenergy Technology Co Ltd | Sigenergy | Sigen Energy Storage System | SigenStor-5S-EV12-31.18 (AS4777-2 2020) | 31.18 | 31 | 2026-04-16 | 2027-12-31
Sigenergy Technology Co Ltd | Sigenergy | Sigen Energy Storage System | SigenStor-5S-EV12-31.52 (AS4777-2 2020) | 31.52 | 31.3 | 2026-04-16 | 2027-12-31
Sigenergy Technology Co Ltd | Sigenergy | Sigen Energy Storage System | SigenStor-5S-EV12-32.16 (AS4777-2 2020) | 32.16 | 32 | 2026-04-16 | 2027-12-31
Sigenergy Technology Co Ltd | Sigenergy | Sigen Energy Storage System | SigenStor-5S-EV12-32.5 (AS4777-2 2020) | 32.5 | 32.3 | 2026-04-16 | 2027-12-31
Sigenergy Technology Co Ltd | Sigenergy | Sigen Energy Storage System | SigenStor-5S-EV12-32.9 (AS4777-2 2020) | 32.9 | 32.6 | 2026-04-16 | 2027-12-31
Sigenergy Technology Co Ltd | Sigenergy | Sigen Energy Storage System | SigenStor-5S-EV12-33.14 (AS4777-2 2020) | 33.14 | 33 | 2026-04-16 | 2027-12-31
Sigenergy Technology Co Ltd | Sigenergy | Sigen Energy Storage System | SigenStor-5S-EV12-33.22 (AS4777-2 2020) | 33.22 | 33 | 2026-04-16 | 2027-12-31
Sigenergy Technology Co Ltd | Sigenergy | Sigen Energy Storage System | SigenStor-5S-EV12-33.88 (AS4777-2 2020) | 33.88 | 33.6 | 2026-04-16 | 2027-12-31
Sigenergy Technology Co Ltd | Sigenergy | Sigen Energy Storage System | SigenStor-5S-EV12-34.2 (AS4777-2 2020) | 34.2 | 34 | 2026-04-16 | 2027-12-31
Sigenergy Technology Co Ltd | Sigenergy | Sigen Energy Storage System | SigenStor-5S-EV12-34.86 (AS4777-2 2020) | 34.86 | 34.6 | 2026-04-16 | 2027-12-31
Sigenergy Technology Co Ltd | Sigenergy | Sigen Energy Storage System | SigenStor-5S-EV12-35.18 (AS4777-2 2020) | 35.18 | 35 | 2026-04-16 | 2027-12-31
Sigenergy Technology Co Ltd | Sigenergy | Sigen Energy Storage System | SigenStor-5S-EV12-35.58 (AS4777-2 2020) | 35.58 | 35.3 | 2026-04-16 | 2027-12-31
Sigenergy Technology Co Ltd | Sigenergy | Sigen Energy Storage System | SigenStor-5S-EV12-35.92 (AS4777-2 2020) | 35.92 | 35.6 | 2026-04-16 | 2027-12-31
Sigenergy Technology Co Ltd | Sigenergy | Sigen Energy Storage System | SigenStor-5S-EV12-36.16 (AS4777-2 2020) | 36.16 | 36 | 2026-04-16 | 2027-12-31
Sigenergy Technology Co Ltd | Sigenergy | Sigen Energy Storage System | SigenStor-5S-EV12-36.56 (AS4777-2 2020) | 36.56 | 36.3 | 2026-04-16 | 2027-12-31
Sigenergy Technology Co Ltd | Sigenergy | Sigen Energy Storage System | SigenStor-5S-EV12-36.9 (AS4777-2 2020) | 36.9 | 36.6 | 2026-04-16 | 2027-12-31
Sigenergy Technology Co Ltd | Sigenergy | Sigen Energy Storage System | SigenStor-5S-EV12-37.54 (AS4777-2 2020) | 37.54 | 37.3 | 2026-04-16 | 2027-12-31
Sigenergy Technology Co Ltd | Sigenergy | Sigen Energy Storage System | SigenStor-5S-EV12-37.88 (AS4777-2 2020) | 37.88 | 37.6 | 2026-04-16 | 2027-12-31
Sigenergy Technology Co Ltd | Sigenergy | Sigen Energy Storage System | SigenStor-5S-EV12-38.26 (AS4777-2 2020) | 38.26 | 38 | 2026-04-16 | 2027-12-31
Sigenergy Technology Co Ltd | Sigenergy | Sigen Energy Storage System | SigenStor-5S-EV12-38.52 (AS4777-2 2020) | 38.52 | 38.3 | 2026-04-16 | 2027-12-31
Sigenergy Technology Co Ltd | Sigenergy | Sigen Energy Storage System | SigenStor-5S-EV12-38.6 (AS4777-2 2020) | 38.6 | 38.3 | 2026-04-16 | 2027-12-31
Sigenergy Technology Co Ltd | Sigenergy | Sigen Energy Storage System | SigenStor-5S-EV12-39.16 (AS4777-2 2020) | 39.16 | 39 | 2026-04-16 | 2027-12-31
Sigenergy Technology Co Ltd | Sigenergy | Sigen Energy Storage System | SigenStor-5S-EV12-39.24 (AS4777-2 2020) | 39.24 | 39 | 2026-04-16 | 2027-12-31
Sigenergy Technology Co Ltd | Sigenergy | Sigen Energy Storage System | SigenStor-5S-EV12-39.58 (AS4777-2 2020) | 39.58 | 39.3 | 2026-04-16 | 2027-12-31
Sigenergy Technology Co Ltd | Sigenergy | Sigen Energy Storage System | SigenStor-5S-EV12-40.22 (AS4777-2 2020) | 40.22 | 40 | 2026-04-16 | 2027-12-31
Sigenergy Technology Co Ltd | Sigenergy | Sigen Energy Storage System | SigenStor-5S-EV12-40.56 (AS4777-2 2020) | 40.56 | 40.3 | 2026-04-16 | 2027-12-31
Sigenergy Technology Co Ltd | Sigenergy | Sigen Energy Storage System | SigenStor-5S-EV12-41.2 (AS4777-2 2020) | 41.2 | 41 | 2026-04-16 | 2027-12-31
Sigenergy Technology Co Ltd | Sigenergy | Sigen Energy Storage System | SigenStor-5S-EV12-41.28 (AS4777-2 2020) | 41.28 | 41 | 2026-04-16 | 2027-12-31
Sigenergy Technology Co Ltd | Sigenergy | Sigen Energy Storage System | SigenStor-5S-EV12-41.54 (AS4777-2 2020) | 41.54 | 41.3 | 2026-04-16 | 2027-12-31
Sigenergy Technology Co Ltd | Sigenergy | Sigen Energy Storage System | SigenStor-5S-EV12-42.18 (AS4777-2 2020) | 42.18 | 42 | 2026-04-16 | 2027-12-31
Sigenergy Technology Co Ltd | Sigenergy | Sigen Energy Storage System | SigenStor-5S-EV12-42.26 (AS4777-2 2020) | 42.26 | 42 | 2026-04-16 | 2027-12-31
Sigenergy Technology Co Ltd | Sigenergy | Sigen Energy Storage System | SigenStor-5S-EV12-43.24 (AS4777-2 2020) | 43.24 | 43 | 2026-04-16 | 2027-12-31
Sigenergy Technology Co Ltd | Sigenergy | Sigen Energy Storage System | SigenStor-5S-EV12-44.22 (AS4777-2 2020) | 44.22 | 44 | 2026-04-16 | 2027-12-31
Sigenergy Technology Co Ltd | Sigenergy | Sigen Energy Storage System | SigenStor-5S-EV12-45.2 (AS4777-2 2020) | 45.2 | 45 | 2026-04-16 | 2027-12-31
Sigenergy Technology Co Ltd | Sigenergy | Sigen Energy Storage System | SigenStor-5S-EV12-6.02 (AS4777-2 2020) | 6.02 | 6 | 2026-04-16 | 2027-12-31
Sigenergy Technology Co Ltd | Sigenergy | Sigen Energy Storage System | SigenStor-5S-EV12-9.04 (AS4777-2 2020) | 9.04 | 9 | 2026-04-16 | 2027-12-31
Sigenergy Technology Co Ltd | Sigenergy | Sigen Energy Storage System | SigenStor-5T-12.04 (AS4777-2 2020) | 12.04 | 12 | 2026-04-16 | 2027-12-31
Sigenergy Technology Co Ltd | Sigenergy | Sigen Energy Storage System | SigenStor-5T-15.06 (AS4777-2 2020) | 15.06 | 15 | 2026-04-16 | 2027-12-31
Sigenergy Technology Co Ltd | Sigenergy | Sigen Energy Storage System | SigenStor-5T-17.1 (AS4777-2 2020) | 17.1 | 17 | 2026-04-16 | 2027-12-31
Sigenergy Technology Co Ltd | Sigenergy | Sigen Energy Storage System | SigenStor-5T-18.08 (AS4777-2 2020) | 18.08 | 18 | 2026-04-16 | 2027-12-31
Sigenergy Technology Co Ltd | Sigenergy | Sigen Energy Storage System | SigenStor-5T-19.8 (AS4777-2 2020) | 19.8 | 19.6 | 2026-04-16 | 2027-12-31
Sigenergy Technology Co Ltd | Sigenergy | Sigen Energy Storage System | SigenStor-5T-21.08 (AS4777-2 2020) | 21.08 | 21 | 2026-04-16 | 2027-12-31
Sigenergy Technology Co Ltd | Sigenergy | Sigen Energy Storage System | SigenStor-5T-22.48 (AS4777-2 2020) | 22.48 | 22.3 | 2026-04-16 | 2027-12-31
Sigenergy Technology Co Ltd | Sigenergy | Sigen Energy Storage System | SigenStor-5T-24.1 (AS4777-2 2020) | 24.1 | 24 | 2026-04-16 | 2027-12-31
Sigenergy Technology Co Ltd | Sigenergy | Sigen Energy Storage System | SigenStor-5T-25.16 (AS4777-2 2020) | 25.16 | 25 | 2026-04-16 | 2027-12-31
Sigenergy Technology Co Ltd | Sigenergy | Sigen Energy Storage System | SigenStor-5T-26.14 (AS4777-2 2020) | 26.14 | 26 | 2026-04-16 | 2027-12-31
Sigenergy Technology Co Ltd | Sigenergy | Sigen Energy Storage System | SigenStor-5T-27.12 (AS4777-2 2020) | 27.12 | 27 | 2026-04-16 | 2027-12-31
Sigenergy Technology Co Ltd | Sigenergy | Sigen Energy Storage System | SigenStor-5T-28.84 (AS4777-2 2020) | 28.84 | 28.6 | 2026-04-16 | 2027-12-31
Sigenergy Technology Co Ltd | Sigenergy | Sigen Energy Storage System | SigenStor-5T-30.12 (AS4777-2 2020) | 30.12 | 30 | 2026-04-16 | 2027-12-31
Sigenergy Technology Co Ltd | Sigenergy | Sigen Energy Storage System | SigenStor-5T-31.52 (AS4777-2 2020) | 31.52 | 31.3 | 2026-04-16 | 2027-12-31
Sigenergy Technology Co Ltd | Sigenergy | Sigen Energy Storage System | SigenStor-5T-33.14 (AS4777-2 2020) | 33.14 | 33 | 2026-04-16 | 2027-12-31
Sigenergy Technology Co Ltd | Sigenergy | Sigen Energy Storage System | SigenStor-5T-33.22 (AS4777-2 2020) | 33.22 | 33 | 2026-04-16 | 2027-12-31
Sigenergy Technology Co Ltd | Sigenergy | Sigen Energy Storage System | SigenStor-5T-34.2 (AS4777-2 2020) | 34.2 | 34 | 2026-04-16 | 2027-12-31
Sigenergy Technology Co Ltd | Sigenergy | Sigen Energy Storage System | SigenStor-5T-35.18 (AS4777-2 2020) | 35.18 | 35 | 2026-04-16 | 2027-12-31
Sigenergy Technology Co Ltd | Sigenergy | Sigen Energy Storage System | SigenStor-5T-36.16 (AS4777-2 2020) | 36.16 | 36 | 2026-04-16 | 2027-12-31
Sigenergy Technology Co Ltd | Sigenergy | Sigen Energy Storage System | SigenStor-5T-39.16 (AS4777-2 2020) | 39.16 | 39 | 2026-04-16 | 2027-12-31
Sigenergy Technology Co Ltd | Sigenergy | Sigen Energy Storage System | SigenStor-5T-40.56 (AS4777-2 2020) | 40.56 | 40.3 | 2026-04-16 | 2027-12-31
Sigenergy Technology Co Ltd | Sigenergy | Sigen Energy Storage System | SigenStor-5T-41.28 (AS4777-2 2020) | 41.28 | 41 | 2026-04-16 | 2027-12-31
Sigenergy Technology Co Ltd | Sigenergy | Sigen Energy Storage System | SigenStor-5T-42.18 (AS4777-2 2020) | 42.18 | 42 | 2026-04-16 | 2027-12-31
Sigenergy Technology Co Ltd | Sigenergy | Sigen Energy Storage System | SigenStor-5T-42.26 (AS4777-2 2020) | 42.26 | 42 | 2026-04-16 | 2027-12-31
Sigenergy Technology Co Ltd | Sigenergy | Sigen Energy Storage System | SigenStor-5T-43.24 (AS4777-2 2020) | 43.24 | 43 | 2026-04-16 | 2027-12-31
Sigenergy Technology Co Ltd | Sigenergy | Sigen Energy Storage System | SigenStor-5T-44.22 (AS4777-2 2020) | 44.22 | 44 | 2026-04-16 | 2027-12-31
Sigenergy Technology Co Ltd | Sigenergy | Sigen Energy Storage System | SigenStor-5T-45.2 (AS4777-2 2020) | 45.2 | 45 | 2026-04-16 | 2027-12-31
Sigenergy Technology Co Ltd | Sigenergy | Sigen Energy Storage System | SigenStor-5T-48.2 (AS4777-2 2020) | 48.2 | 48 | 2026-04-16 | 2027-12-31
Sigenergy Technology Co Ltd | Sigenergy | Sigen Energy Storage System | SigenStor-5T-49.34 (AS4777-2 2020) | 49.34 | 49 | 2026-04-16 | 2027-12-31
Sigenergy Technology Co Ltd | Sigenergy | Sigen Energy Storage System | SigenStor-5T-49.6 (AS4777-2 2020) | 49.6 | 49.3 | 2026-04-16 | 2027-12-31
Sigenergy Technology Co Ltd | Sigenergy | Sigen Energy Storage System | SigenStor-5T-50.32 (AS4777-2 2020) | 50.32 | 50 | 2026-04-16 | 2027-12-31
Sigenergy Technology Co Ltd | Sigenergy | Sigen Energy Storage System | SigenStor-5T-51.22 (AS4777-2 2020) | 51.22 | 51 | 2026-04-16 | 2027-12-31
Sigenergy Technology Co Ltd | Sigenergy | Sigen Energy Storage System | SigenStor-5T-51.3 (AS4777-2 2020) | 51.3 | 51 | 2026-04-16 | 2027-12-31
Sigenergy Technology Co Ltd | Sigenergy | Sigen Energy Storage System | SigenStor-5T-52.28 (AS4777-2 2020) | 52.28 | 52 | 2026-04-16 | 2027-12-31
Sigenergy Technology Co Ltd | Sigenergy | Sigen Energy Storage System | SigenStor-5T-53.26 (AS4777-2 2020) | 53.26 | 53 | 2026-04-16 | 2027-12-31
Sigenergy Technology Co Ltd | Sigenergy | Sigen Energy Storage System | SigenStor-5T-54.24 (AS4777-2 2020) | 54.24 | 54 | 2026-04-16 | 2027-12-31
Sigenergy Technology Co Ltd | Sigenergy | Sigen Energy Storage System | SigenStor-5T-6.02 (AS4777-2 2020) | 6.02 | 6 | 2026-04-16 | 2027-12-31
Sigenergy Technology Co Ltd | Sigenergy | Sigen Energy Storage System | SigenStor-5T-9.04 (AS4777-2 2020) | 9.04 | 9 | 2026-04-16 | 2027-12-31
Sigenergy Technology Co Ltd | Sigenergy | Sigen Energy Storage System | SigenStor-5T-EV12-12.04 (AS4777-2 2020) | 12.04 | 12 | 2026-04-16 | 2027-12-31
Sigenergy Technology Co Ltd | Sigenergy | Sigen Energy Storage System | SigenStor-5T-EV12-15.06 (AS4777-2 2020) | 15.06 | 15 | 2026-04-16 | 2027-12-31
Sigenergy Technology Co Ltd | Sigenergy | Sigen Energy Storage System | SigenStor-5T-EV12-17.1 (AS4777-2 2020) | 17.1 | 17 | 2026-04-16 | 2027-12-31
Sigenergy Technology Co Ltd | Sigenergy | Sigen Energy Storage System | SigenStor-5T-EV12-18.08 (AS4777-2 2020) | 18.08 | 18 | 2026-04-16 | 2027-12-31
Sigenergy Technology Co Ltd | Sigenergy | Sigen Energy Storage System | SigenStor-5T-EV12-19.8 (AS4777-2 2020) | 19.8 | 19.6 | 2026-04-16 | 2027-12-31
Sigenergy Technology Co Ltd | Sigenergy | Sigen Energy Storage System | SigenStor-5T-EV12-21.08 (AS4777-2 2020) | 21.08 | 21 | 2026-04-16 | 2027-12-31
Sigenergy Technology Co Ltd | Sigenergy | Sigen Energy Storage System | SigenStor-5T-EV12-22.48 (AS4777-2 2020) | 22.48 | 22.3 | 2026-04-16 | 2027-12-31
Sigenergy Technology Co Ltd | Sigenergy | Sigen Energy Storage System | SigenStor-5T-EV12-24.1 (AS4777-2 2020) | 24.1 | 24 | 2026-04-16 | 2027-12-31
Sigenergy Technology Co Ltd | Sigenergy | Sigen Energy Storage System | SigenStor-5T-EV12-25.16 (AS4777-2 2020) | 25.16 | 25 | 2026-04-16 | 2027-12-31
Sigenergy Technology Co Ltd | Sigenergy | Sigen Energy Storage System | SigenStor-5T-EV12-26.14 (AS4777-2 2020) | 26.14 | 26 | 2026-04-16 | 2027-12-31
Sigenergy Technology Co Ltd | Sigenergy | Sigen Energy Storage System | SigenStor-5T-EV12-27.12 (AS4777-2 2020) | 27.12 | 27 | 2026-04-16 | 2027-12-31
Sigenergy Technology Co Ltd | Sigenergy | Sigen Energy Storage System | SigenStor-5T-EV12-28.84 (AS4777-2 2020) | 28.84 | 28.6 | 2026-04-16 | 2027-12-31
Sigenergy Technology Co Ltd | Sigenergy | Sigen Energy Storage System | SigenStor-5T-EV12-30.12 (AS4777-2 2020) | 30.12 | 30 | 2026-04-16 | 2027-12-31
Sigenergy Technology Co Ltd | Sigenergy | Sigen Energy Storage System | SigenStor-5T-EV12-31.52 (AS4777-2 2020) | 31.52 | 31.3 | 2026-04-16 | 2027-12-31
Sigenergy Technology Co Ltd | Sigenergy | Sigen Energy Storage System | SigenStor-5T-EV12-33.14 (AS4777-2 2020) | 33.14 | 33 | 2026-04-16 | 2027-12-31
Sigenergy Technology Co Ltd | Sigenergy | Sigen Energy Storage System | SigenStor-5T-EV12-33.22 (AS4777-2 2020) | 33.22 | 33 | 2026-04-16 | 2027-12-31
Sigenergy Technology Co Ltd | Sigenergy | Sigen Energy Storage System | SigenStor-5T-EV12-34.2 (AS4777-2 2020) | 34.2 | 34 | 2026-04-16 | 2027-12-31
Sigenergy Technology Co Ltd | Sigenergy | Sigen Energy Storage System | SigenStor-5T-EV12-35.18 (AS4777-2 2020) | 35.18 | 35 | 2026-04-16 | 2027-12-31
Sigenergy Technology Co Ltd | Sigenergy | Sigen Energy Storage System | SigenStor-5T-EV12-36.16 (AS4777-2 2020) | 36.16 | 36 | 2026-04-16 | 2027-12-31
Sigenergy Technology Co Ltd | Sigenergy | Sigen Energy Storage System | SigenStor-5T-EV12-39.16 (AS4777-2 2020) | 39.16 | 39 | 2026-04-16 | 2027-12-31
Sigenergy Technology Co Ltd | Sigenergy | Sigen Energy Storage System | SigenStor-5T-EV12-40.56 (AS4777-2 2020) | 40.56 | 40.3 | 2026-04-16 | 2027-12-31
Sigenergy Technology Co Ltd | Sigenergy | Sigen Energy Storage System | SigenStor-5T-EV12-41.28 (AS4777-2 2020) | 41.28 | 41 | 2026-04-16 | 2027-12-31
Sigenergy Technology Co Ltd | Sigenergy | Sigen Energy Storage System | SigenStor-5T-EV12-42.18 (AS4777-2 2020) | 42.18 | 42 | 2026-04-16 | 2027-12-31
Sigenergy Technology Co Ltd | Sigenergy | Sigen Energy Storage System | SigenStor-5T-EV12-42.26 (AS4777-2 2020) | 42.26 | 42 | 2026-04-16 | 2027-12-31
Sigenergy Technology Co Ltd | Sigenergy | Sigen Energy Storage System | SigenStor-5T-EV12-43.24 (AS4777-2 2020) | 43.24 | 43 | 2026-04-16 | 2027-12-31
Sigenergy Technology Co Ltd | Sigenergy | Sigen Energy Storage System | SigenStor-5T-EV12-44.22 (AS4777-2 2020) | 44.22 | 44 | 2026-04-16 | 2027-12-31
Sigenergy Technology Co Ltd | Sigenergy | Sigen Energy Storage System | SigenStor-5T-EV12-45.2 (AS4777-2 2020) | 45.2 | 45 | 2026-04-16 | 2027-12-31
Sigenergy Technology Co Ltd | Sigenergy | Sigen Energy Storage System | SigenStor-5T-EV12-6.02 (AS4777-2 2020) | 6.02 | 6 | 2026-04-16 | 2027-12-31
Sigenergy Technology Co Ltd | Sigenergy | Sigen Energy Storage System | SigenStor-5T-EV12-9.04 (AS4777-2 2020) | 9.04 | 9 | 2026-04-16 | 2027-12-31
Sigenergy Technology Co Ltd | Sigenergy | Sigen Energy Storage System | SigenStor-5T-EV25-12.04 (AS4777-2 2020) | 12.04 | 12 | 2026-04-16 | 2027-12-31
Sigenergy Technology Co Ltd | Sigenergy | Sigen Energy Storage System | SigenStor-5T-EV25-15.06 (AS4777-2 2020) | 15.06 | 15 | 2026-04-16 | 2027-12-31
Sigenergy Technology Co Ltd | Sigenergy | Sigen Energy Storage System | SigenStor-5T-EV25-17.1 (AS4777-2 2020) | 17.1 | 17 | 2026-04-16 | 2027-12-31
Sigenergy Technology Co Ltd | Sigenergy | Sigen Energy Storage System | SigenStor-5T-EV25-18.08 (AS4777-2 2020) | 18.08 | 18 | 2026-04-16 | 2027-12-31
Sigenergy Technology Co Ltd | Sigenergy | Sigen Energy Storage System | SigenStor-5T-EV25-19.8 (AS4777-2 2020) | 19.8 | 19.6 | 2026-04-16 | 2027-12-31
Sigenergy Technology Co Ltd | Sigenergy | Sigen Energy Storage System | SigenStor-5T-EV25-21.08 (AS4777-2 2020) | 21.08 | 21 | 2026-04-16 | 2027-12-31
Sigenergy Technology Co Ltd | Sigenergy | Sigen Energy Storage System | SigenStor-5T-EV25-22.48 (AS4777-2 2020) | 22.48 | 22.3 | 2026-04-16 | 2027-12-31
Sigenergy Technology Co Ltd | Sigenergy | Sigen Energy Storage System | SigenStor-5T-EV25-24.1 (AS4777-2 2020) | 24.1 | 24 | 2026-04-16 | 2027-12-31
Sigenergy Technology Co Ltd | Sigenergy | Sigen Energy Storage System | SigenStor-5T-EV25-25.16 (AS4777-2 2020) | 25.16 | 25 | 2026-04-16 | 2027-12-31
Sigenergy Technology Co Ltd | Sigenergy | Sigen Energy Storage System | SigenStor-5T-EV25-26.14 (AS4777-2 2020) | 26.14 | 26 | 2026-04-16 | 2027-12-31
Sigenergy Technology Co Ltd | Sigenergy | Sigen Energy Storage System | SigenStor-5T-EV25-27.12 (AS4777-2 2020) | 27.12 | 27 | 2026-04-16 | 2027-12-31
Sigenergy Technology Co Ltd | Sigenergy | Sigen Energy Storage System | SigenStor-5T-EV25-28.84 (AS4777-2 2020) | 28.84 | 28.6 | 2026-04-16 | 2027-12-31
Sigenergy Technology Co Ltd | Sigenergy | Sigen Energy Storage System | SigenStor-5T-EV25-30.12 (AS4777-2 2020) | 30.12 | 30 | 2026-04-16 | 2027-12-31
Sigenergy Technology Co Ltd | Sigenergy | Sigen Energy Storage System | SigenStor-5T-EV25-31.52 (AS4777-2 2020) | 31.52 | 31.3 | 2026-04-16 | 2027-12-31
Sigenergy Technology Co Ltd | Sigenergy | Sigen Energy Storage System | SigenStor-5T-EV25-33.14 (AS4777-2 2020) | 33.14 | 33 | 2026-04-16 | 2027-12-31
Sigenergy Technology Co Ltd | Sigenergy | Sigen Energy Storage System | SigenStor-5T-EV25-33.22 (AS4777-2 2020) | 33.22 | 33 | 2026-04-16 | 2027-12-31
Sigenergy Technology Co Ltd | Sigenergy | Sigen Energy Storage System | SigenStor-5T-EV25-34.2 (AS4777-2 2020) | 34.2 | 34 | 2026-04-16 | 2027-12-31
Sigenergy Technology Co Ltd | Sigenergy | Sigen Energy Storage System | SigenStor-5T-EV25-35.18 (AS4777-2 2020) | 35.18 | 35 | 2026-04-16 | 2027-12-31
Sigenergy Technology Co Ltd | Sigenergy | Sigen Energy Storage System | SigenStor-5T-EV25-36.16 (AS4777-2 2020) | 36.16 | 36 | 2026-04-16 | 2027-12-31
Sigenergy Technology Co Ltd | Sigenergy | Sigen Energy Storage System | SigenStor-5T-EV25-39.16 (AS4777-2 2020) | 39.16 | 39 | 2026-04-16 | 2027-12-31
Sigenergy Technology Co Ltd | Sigenergy | Sigen Energy Storage System | SigenStor-5T-EV25-40.56 (AS4777-2 2020) | 40.56 | 40.3 | 2026-04-16 | 2027-12-31
Sigenergy Technology Co Ltd | Sigenergy | Sigen Energy Storage System | SigenStor-5T-EV25-41.28 (AS4777-2 2020) | 41.28 | 41 | 2026-04-16 | 2027-12-31
Sigenergy Technology Co Ltd | Sigenergy | Sigen Energy Storage System | SigenStor-5T-EV25-42.18 (AS4777-2 2020) | 42.18 | 42 | 2026-04-16 | 2027-12-31
Sigenergy Technology Co Ltd | Sigenergy | Sigen Energy Storage System | SigenStor-5T-EV25-42.26 (AS4777-2 2020) | 42.26 | 42 | 2026-04-16 | 2027-12-31
Sigenergy Technology Co Ltd | Sigenergy | Sigen Energy Storage System | SigenStor-5T-EV25-43.24 (AS4777-2 2020) | 43.24 | 43 | 2026-04-16 | 2027-12-31
Sigenergy Technology Co Ltd | Sigenergy | Sigen Energy Storage System | SigenStor-5T-EV25-44.22 (AS4777-2 2020) | 44.22 | 44 | 2026-04-16 | 2027-12-31
Sigenergy Technology Co Ltd | Sigenergy | Sigen Energy Storage System | SigenStor-5T-EV25-45.2 (AS4777-2 2020) | 45.2 | 45 | 2026-04-16 | 2027-12-31
Sigenergy Technology Co Ltd | Sigenergy | Sigen Energy Storage System | SigenStor-5T-EV25-6.02 (AS4777-2 2020) | 6.02 | 6 | 2026-04-16 | 2027-12-31
Sigenergy Technology Co Ltd | Sigenergy | Sigen Energy Storage System | SigenStor-5T-EV25-9.04 (AS4777-2 2020) | 9.04 | 9 | 2026-04-16 | 2027-12-31
Sigenergy Technology Co Ltd | Sigenergy | Sigen Energy Storage System | SigenStor-6S-11.4 (AS4777-2 2020) | 11.4 | 11.3 | 2026-04-16 | 2027-12-31
Sigenergy Technology Co Ltd | Sigenergy | Sigen Energy Storage System | SigenStor-6S-12.04 (AS4777-2 2020) | 12.04 | 12 | 2026-04-16 | 2027-12-31
Sigenergy Technology Co Ltd | Sigenergy | Sigen Energy Storage System | SigenStor-6S-14.08 (AS4777-2 2020) | 14.08 | 14 | 2026-04-16 | 2027-12-31
Sigenergy Technology Co Ltd | Sigenergy | Sigen Energy Storage System | SigenStor-6S-14.42 (AS4777-2 2020) | 14.42 | 14.3 | 2026-04-16 | 2027-12-31
Sigenergy Technology Co Ltd | Sigenergy | Sigen Energy Storage System | SigenStor-6S-15.06 (AS4777-2 2020) | 15.06 | 15 | 2026-04-16 | 2027-12-31
Sigenergy Technology Co Ltd | Sigenergy | Sigen Energy Storage System | SigenStor-6S-16.78 (AS4777-2 2020) | 16.78 | 16.6 | 2026-04-16 | 2027-12-31
Sigenergy Technology Co Ltd | Sigenergy | Sigen Energy Storage System | SigenStor-6S-17.1 (AS4777-2 2020) | 17.1 | 17 | 2026-04-16 | 2027-12-31
Sigenergy Technology Co Ltd | Sigenergy | Sigen Energy Storage System | SigenStor-6S-18.08 (AS4777-2 2020) | 18.08 | 18 | 2026-04-16 | 2027-12-31
Sigenergy Technology Co Ltd | Sigenergy | Sigen Energy Storage System | SigenStor-6S-19.46 (AS4777-2 2020) | 19.46 | 19.3 | 2026-04-16 | 2027-12-31
Sigenergy Technology Co Ltd | Sigenergy | Sigen Energy Storage System | SigenStor-6S-19.8 (AS4777-2 2020) | 19.8 | 19.6 | 2026-04-16 | 2027-12-31
Sigenergy Technology Co Ltd | Sigenergy | Sigen Energy Storage System | SigenStor-6S-20.44 (AS4777-2 2020) | 20.44 | 20.3 | 2026-04-16 | 2027-12-31
Sigenergy Technology Co Ltd | Sigenergy | Sigen Energy Storage System | SigenStor-6S-21 (AS4777-2 2020) | 21.5 | 20.8 | 2025-09-11 | 2027-12-31
Sigenergy Technology Co Ltd | Sigenergy | Sigen Energy Storage System | SigenStor-6S-21.08 (AS4777-2 2020) | 21.08 | 21 | 2026-04-16 | 2027-12-31
Sigenergy Technology Co Ltd | Sigenergy | Sigen Energy Storage System | SigenStor-6S-22.14 (AS4777-2 2020) | 22.14 | 22 | 2026-04-16 | 2027-12-31
Sigenergy Technology Co Ltd | Sigenergy | Sigen Energy Storage System | SigenStor-6S-22.48 (AS4777-2 2020) | 22.48 | 22.3 | 2026-04-16 | 2027-12-31
Sigenergy Technology Co Ltd | Sigenergy | Sigen Energy Storage System | SigenStor-6S-23.12 (AS4777-2 2020) | 23.12 | 23 | 2026-04-16 | 2027-12-31
Sigenergy Technology Co Ltd | Sigenergy | Sigen Energy Storage System | SigenStor-6S-23.46 (AS4777-2 2020) | 23.46 | 23.3 | 2026-04-16 | 2027-12-31
Sigenergy Technology Co Ltd | Sigenergy | Sigen Energy Storage System | SigenStor-6S-24.1 (AS4777-2 2020) | 24.1 | 24 | 2026-04-16 | 2027-12-31
Sigenergy Technology Co Ltd | Sigenergy | Sigen Energy Storage System | SigenStor-6S-24.84 (AS4777-2 2020) | 24.84 | 24.6 | 2026-04-16 | 2027-12-31
Sigenergy Technology Co Ltd | Sigenergy | Sigen Energy Storage System | SigenStor-6S-25.16 (AS4777-2 2020) | 25.16 | 25 | 2026-04-16 | 2027-12-31
Sigenergy Technology Co Ltd | Sigenergy | Sigen Energy Storage System | SigenStor-6S-25.82 (AS4777-2 2020) | 25.82 | 25.6 | 2026-04-16 | 2027-12-31
Sigenergy Technology Co Ltd | Sigenergy | Sigen Energy Storage System | SigenStor-6S-26.14 (AS4777-2 2020) | 26.14 | 26 | 2026-04-16 | 2027-12-31
Sigenergy Technology Co Ltd | Sigenergy | Sigen Energy Storage System | SigenStor-6S-27.12 (AS4777-2 2020) | 27.12 | 27 | 2026-04-16 | 2027-12-31
Sigenergy Technology Co Ltd | Sigenergy | Sigen Energy Storage System | SigenStor-6S-27.52 (AS4777-2 2020) | 27.52 | 27.3 | 2026-04-16 | 2027-12-31
Sigenergy Technology Co Ltd | Sigenergy | Sigen Energy Storage System | SigenStor-6S-27.86 (AS4777-2 2020) | 27.86 | 27.6 | 2026-04-16 | 2027-12-31
Sigenergy Technology Co Ltd | Sigenergy | Sigen Energy Storage System | SigenStor-6S-28.5 (AS4777-2 2020) | 28.5 | 28.3 | 2026-04-16 | 2027-12-31
Sigenergy Technology Co Ltd | Sigenergy | Sigen Energy Storage System | SigenStor-6S-28.84 (AS4777-2 2020) | 28.84 | 28.6 | 2026-04-16 | 2027-12-31
Sigenergy Technology Co Ltd | Sigenergy | Sigen Energy Storage System | SigenStor-6S-29 (AS4777-2 2020) | 29.56 | 28.6 | 2025-09-11 | 2027-12-31
Sigenergy Technology Co Ltd | Sigenergy | Sigen Energy Storage System | SigenStor-6S-29.48 (AS4777-2 2020) | 29.48 | 29.3 | 2026-04-16 | 2027-12-31
Sigenergy Technology Co Ltd | Sigenergy | Sigen Energy Storage System | SigenStor-6S-30.12 (AS4777-2 2020) | 30.12 | 30 | 2026-04-16 | 2027-12-31
Sigenergy Technology Co Ltd | Sigenergy | Sigen Energy Storage System | SigenStor-6S-30.2 (AS4777-2 2020) | 30.2 | 30 | 2026-04-16 | 2027-12-31
Sigenergy Technology Co Ltd | Sigenergy | Sigen Energy Storage System | SigenStor-6S-30.54 (AS4777-2 2020) | 30.54 | 30.3 | 2026-04-16 | 2027-12-31
Sigenergy Technology Co Ltd | Sigenergy | Sigen Energy Storage System | SigenStor-6S-31.18 (AS4777-2 2020) | 31.18 | 31 | 2026-04-16 | 2027-12-31
Sigenergy Technology Co Ltd | Sigenergy | Sigen Energy Storage System | SigenStor-6S-31.52 (AS4777-2 2020) | 31.52 | 31.3 | 2026-04-16 | 2027-12-31
Sigenergy Technology Co Ltd | Sigenergy | Sigen Energy Storage System | SigenStor-6S-32 (AS4777-2 2020) | 32.24 | 31.2 | 2025-09-11 | 2027-12-31
Sigenergy Technology Co Ltd | Sigenergy | Sigen Energy Storage System | SigenStor-6S-32.16 (AS4777-2 2020) | 32.16 | 32 | 2026-04-16 | 2027-12-31
Sigenergy Technology Co Ltd | Sigenergy | Sigen Energy Storage System | SigenStor-6S-32.5 (AS4777-2 2020) | 32.5 | 32.3 | 2026-04-16 | 2027-12-31
Sigenergy Technology Co Ltd | Sigenergy | Sigen Energy Storage System | SigenStor-6S-32.9 (AS4777-2 2020) | 32.9 | 32.6 | 2026-04-16 | 2027-12-31
Sigenergy Technology Co Ltd | Sigenergy | Sigen Energy Storage System | SigenStor-6S-33.14 (AS4777-2 2020) | 33.14 | 33 | 2026-04-16 | 2027-12-31
Sigenergy Technology Co Ltd | Sigenergy | Sigen Energy Storage System | SigenStor-6S-33.22 (AS4777-2 2020) | 33.22 | 33 | 2026-04-16 | 2027-12-31
Sigenergy Technology Co Ltd | Sigenergy | Sigen Energy Storage System | SigenStor-6S-33.88 (AS4777-2 2020) | 33.88 | 33.6 | 2026-04-16 | 2027-12-31
Sigenergy Technology Co Ltd | Sigenergy | Sigen Energy Storage System | SigenStor-6S-34.2 (AS4777-2 2020) | 34.2 | 34 | 2026-04-16 | 2027-12-31
Sigenergy Technology Co Ltd | Sigenergy | Sigen Energy Storage System | SigenStor-6S-34.86 (AS4777-2 2020) | 34.86 | 34.6 | 2026-04-16 | 2027-12-31
Sigenergy Technology Co Ltd | Sigenergy | Sigen Energy Storage System | SigenStor-6S-35.18 (AS4777-2 2020) | 35.18 | 35 | 2026-04-16 | 2027-12-31
Sigenergy Technology Co Ltd | Sigenergy | Sigen Energy Storage System | SigenStor-6S-35.58 (AS4777-2 2020) | 35.58 | 35.3 | 2026-04-16 | 2027-12-31
Sigenergy Technology Co Ltd | Sigenergy | Sigen Energy Storage System | SigenStor-6S-35.92 (AS4777-2 2020) | 35.92 | 35.6 | 2026-04-16 | 2027-12-31
Sigenergy Technology Co Ltd | Sigenergy | Sigen Energy Storage System | SigenStor-6S-36.16 (AS4777-2 2020) | 36.16 | 36 | 2026-04-16 | 2027-12-31
Sigenergy Technology Co Ltd | Sigenergy | Sigen Energy Storage System | SigenStor-6S-36.56 (AS4777-2 2020) | 36.56 | 36.3 | 2026-04-16 | 2027-12-31
Sigenergy Technology Co Ltd | Sigenergy | Sigen Energy Storage System | SigenStor-6S-36.9 (AS4777-2 2020) | 36.9 | 36.6 | 2026-04-16 | 2027-12-31
Sigenergy Technology Co Ltd | Sigenergy | Sigen Energy Storage System | SigenStor-6S-37 (AS4777-2 2020) | 37.62 | 36.4 | 2025-09-11 | 2027-12-31
Sigenergy Technology Co Ltd | Sigenergy | Sigen Energy Storage System | SigenStor-6S-37.54 (AS4777-2 2020) | 37.54 | 37.3 | 2026-04-16 | 2027-12-31
Sigenergy Technology Co Ltd | Sigenergy | Sigen Energy Storage System | SigenStor-6S-37.88 (AS4777-2 2020) | 37.88 | 37.6 | 2026-04-16 | 2027-12-31
Sigenergy Technology Co Ltd | Sigenergy | Sigen Energy Storage System | SigenStor-6S-38.26 (AS4777-2 2020) | 38.26 | 38 | 2026-04-16 | 2027-12-31
Sigenergy Technology Co Ltd | Sigenergy | Sigen Energy Storage System | SigenStor-6S-38.52 (AS4777-2 2020) | 38.52 | 38.3 | 2026-04-16 | 2027-12-31
Sigenergy Technology Co Ltd | Sigenergy | Sigen Energy Storage System | SigenStor-6S-38.6 (AS4777-2 2020) | 38.6 | 38.3 | 2026-04-16 | 2027-12-31
Sigenergy Technology Co Ltd | Sigenergy | Sigen Energy Storage System | SigenStor-6S-39.16 (AS4777-2 2020) | 39.16 | 39 | 2026-04-16 | 2027-12-31
Sigenergy Technology Co Ltd | Sigenergy | Sigen Energy Storage System | SigenStor-6S-39.24 (AS4777-2 2020) | 39.24 | 39 | 2026-04-16 | 2027-12-31
Sigenergy Technology Co Ltd | Sigenergy | Sigen Energy Storage System | SigenStor-6S-39.58 (AS4777-2 2020) | 39.58 | 39.3 | 2026-04-16 | 2027-12-31
Sigenergy Technology Co Ltd | Sigenergy | Sigen Energy Storage System | SigenStor-6S-40 (AS4777-2 2020) | 40.3 | 39 | 2025-09-11 | 2027-12-31
Sigenergy Technology Co Ltd | Sigenergy | Sigen Energy Storage System | SigenStor-6S-40.22 (AS4777-2 2020) | 40.22 | 40 | 2026-04-16 | 2027-12-31
Sigenergy Technology Co Ltd | Sigenergy | Sigen Energy Storage System | SigenStor-6S-40.56 (AS4777-2 2020) | 40.56 | 40.3 | 2026-04-16 | 2027-12-31
Sigenergy Technology Co Ltd | Sigenergy | Sigen Energy Storage System | SigenStor-6S-40.96 (AS4777-2 2020) | 40.96 | 40.6 | 2026-04-16 | 2027-12-31
Sigenergy Technology Co Ltd | Sigenergy | Sigen Energy Storage System | SigenStor-6S-41.2 (AS4777-2 2020) | 41.2 | 41 | 2026-04-16 | 2027-12-31
Sigenergy Technology Co Ltd | Sigenergy | Sigen Energy Storage System | SigenStor-6S-41.28 (AS4777-2 2020) | 41.28 | 41 | 2026-04-16 | 2027-12-31
Sigenergy Technology Co Ltd | Sigenergy | Sigen Energy Storage System | SigenStor-6S-41.54 (AS4777-2 2020) | 41.54 | 41.3 | 2026-04-16 | 2027-12-31
Sigenergy Technology Co Ltd | Sigenergy | Sigen Energy Storage System | SigenStor-6S-41.94 (AS4777-2 2020) | 41.94 | 41.6 | 2026-04-16 | 2027-12-31
Sigenergy Technology Co Ltd | Sigenergy | Sigen Energy Storage System | SigenStor-6S-42.18 (AS4777-2 2020) | 42.18 | 42 | 2026-04-16 | 2027-12-31
Sigenergy Technology Co Ltd | Sigenergy | Sigen Energy Storage System | SigenStor-6S-42.26 (AS4777-2 2020) | 42.26 | 42 | 2026-04-16 | 2027-12-31
Sigenergy Technology Co Ltd | Sigenergy | Sigen Energy Storage System | SigenStor-6S-42.92 (AS4777-2 2020) | 42.92 | 42.6 | 2026-04-16 | 2027-12-31
Sigenergy Technology Co Ltd | Sigenergy | Sigen Energy Storage System | SigenStor-6S-43.24 (AS4777-2 2020) | 43.24 | 43 | 2026-04-16 | 2027-12-31
Sigenergy Technology Co Ltd | Sigenergy | Sigen Energy Storage System | SigenStor-6S-43.64 (AS4777-2 2020) | 43.64 | 43.3 | 2026-04-16 | 2027-12-31
Sigenergy Technology Co Ltd | Sigenergy | Sigen Energy Storage System | SigenStor-6S-43.9 (AS4777-2 2020) | 43.9 | 43.6 | 2026-04-16 | 2027-12-31
Sigenergy Technology Co Ltd | Sigenergy | Sigen Energy Storage System | SigenStor-6S-43.98 (AS4777-2 2020) | 43.98 | 43.6 | 2026-04-16 | 2027-12-31
Sigenergy Technology Co Ltd | Sigenergy | Sigen Energy Storage System | SigenStor-6S-44.22 (AS4777-2 2020) | 44.22 | 44 | 2026-04-16 | 2027-12-31
Sigenergy Technology Co Ltd | Sigenergy | Sigen Energy Storage System | SigenStor-6S-44.62 (AS4777-2 2020) | 44.62 | 44.3 | 2026-04-16 | 2027-12-31
Sigenergy Technology Co Ltd | Sigenergy | Sigen Energy Storage System | SigenStor-6S-44.96 (AS4777-2 2020) | 44.96 | 44.6 | 2026-04-16 | 2027-12-31
Sigenergy Technology Co Ltd | Sigenergy | Sigen Energy Storage System | SigenStor-6S-45.2 (AS4777-2 2020) | 45.2 | 45 | 2026-04-16 | 2027-12-31
Sigenergy Technology Co Ltd | Sigenergy | Sigen Energy Storage System | SigenStor-6S-45.6 (AS4777-2 2020) | 45.6 | 45.3 | 2026-04-16 | 2027-12-31
Sigenergy Technology Co Ltd | Sigenergy | Sigen Energy Storage System | SigenStor-6S-45.94 (AS4777-2 2020) | 45.94 | 45.6 | 2026-04-16 | 2027-12-31
Sigenergy Technology Co Ltd | Sigenergy | Sigen Energy Storage System | SigenStor-6S-46.32 (AS4777-2 2020) | 46.32 | 46 | 2026-04-16 | 2027-12-31
Sigenergy Technology Co Ltd | Sigenergy | Sigen Energy Storage System | SigenStor-6S-46.58 (AS4777-2 2020) | 46.58 | 46.3 | 2026-04-16 | 2027-12-31
Sigenergy Technology Co Ltd | Sigenergy | Sigen Energy Storage System | SigenStor-6S-46.66 (AS4777-2 2020) | 46.66 | 46.3 | 2026-04-16 | 2027-12-31
Sigenergy Technology Co Ltd | Sigenergy | Sigen Energy Storage System | SigenStor-6S-46.92 (AS4777-2 2020) | 46.92 | 46.6 | 2026-04-16 | 2027-12-31
Sigenergy Technology Co Ltd | Sigenergy | Sigen Energy Storage System | SigenStor-6S-47.3 (AS4777-2 2020) | 47.3 | 47 | 2026-04-16 | 2027-12-31
Sigenergy Technology Co Ltd | Sigenergy | Sigen Energy Storage System | SigenStor-6S-47.56 (AS4777-2 2020) | 47.56 | 47.3 | 2026-04-16 | 2027-12-31
Sigenergy Technology Co Ltd | Sigenergy | Sigen Energy Storage System | SigenStor-6S-47.64 (AS4777-2 2020) | 47.64 | 47.3 | 2026-04-16 | 2027-12-31
Sigenergy Technology Co Ltd | Sigenergy | Sigen Energy Storage System | SigenStor-6S-48 (AS4777-2 2020) | 48.36 | 46.8 | 2025-09-11 | 2027-12-31
Sigenergy Technology Co Ltd | Sigenergy | Sigen Energy Storage System | SigenStor-6S-48.2 (AS4777-2 2020) | 48.2 | 48 | 2026-04-16 | 2027-12-31
Sigenergy Technology Co Ltd | Sigenergy | Sigen Energy Storage System | SigenStor-6S-48.28 (AS4777-2 2020) | 48.28 | 48 | 2026-04-16 | 2027-12-31
Sigenergy Technology Co Ltd | Sigenergy | Sigen Energy Storage System | SigenStor-6S-48.62 (AS4777-2 2020) | 48.62 | 48.3 | 2026-04-16 | 2027-12-31
Sigenergy Technology Co Ltd | Sigenergy | Sigen Energy Storage System | SigenStor-6S-49.26 (AS4777-2 2020) | 49.26 | 49 | 2026-04-16 | 2027-12-31
Sigenergy Technology Co Ltd | Sigenergy | Sigen Energy Storage System | SigenStor-6S-49.34 (AS4777-2 2020) | 49.34 | 49 | 2026-04-16 | 2027-12-31
Sigenergy Technology Co Ltd | Sigenergy | Sigen Energy Storage System | SigenStor-6S-49.6 (AS4777-2 2020) | 49.6 | 49.3 | 2026-04-16 | 2027-12-31
Sigenergy Technology Co Ltd | Sigenergy | Sigen Energy Storage System | SigenStor-6S-5 (AS4777-2 2020) | 5.38 | 5.2 | 2025-09-11 | 2027-12-31
Sigenergy Technology Co Ltd | Sigenergy | Sigen Energy Storage System | SigenStor-6S-50.32 (AS4777-2 2020) | 50.32 | 50 | 2026-04-16 | 2027-12-31
Sigenergy Technology Co Ltd | Sigenergy | Sigen Energy Storage System | SigenStor-6S-50.58 (AS4777-2 2020) | 50.58 | 50.3 | 2026-04-16 | 2027-12-31
Sigenergy Technology Co Ltd | Sigenergy | Sigen Energy Storage System | SigenStor-6S-51.3 (AS4777-2 2020) | 51.3 | 51 | 2026-04-16 | 2027-12-31
Sigenergy Technology Co Ltd | Sigenergy | Sigen Energy Storage System | SigenStor-6S-52.28 (AS4777-2 2020) | 52.28 | 52 | 2026-04-16 | 2027-12-31
Sigenergy Technology Co Ltd | Sigenergy | Sigen Energy Storage System | SigenStor-6S-53.26 (AS4777-2 2020) | 53.26 | 53 | 2026-04-16 | 2027-12-31
Sigenergy Technology Co Ltd | Sigenergy | Sigen Energy Storage System | SigenStor-6S-54.24 (AS4777-2 2020) | 54.24 | 54 | 2026-04-16 | 2027-12-31
Sigenergy Technology Co Ltd | Sigenergy | Sigen Energy Storage System | SigenStor-6S-6.02 (AS4777-2 2020) | 6.02 | 6 | 2026-04-16 | 2027-12-31
Sigenergy Technology Co Ltd | Sigenergy | Sigen Energy Storage System | SigenStor-6S-9.04 (AS4777-2 2020) | 9.04 | 9 | 2026-04-16 | 2027-12-31
Sigenergy Technology Co Ltd | Sigenergy | Sigen Energy Storage System | SigenStor-6S-EV12-11.4 (AS4777-2 2020) | 11.4 | 11.3 | 2026-04-16 | 2027-12-31
Sigenergy Technology Co Ltd | Sigenergy | Sigen Energy Storage System | SigenStor-6S-EV12-12.04 (AS4777-2 2020) | 12.04 | 12 | 2026-04-16 | 2027-12-31
Sigenergy Technology Co Ltd | Sigenergy | Sigen Energy Storage System | SigenStor-6S-EV12-14.08 (AS4777-2 2020) | 14.08 | 14 | 2026-04-16 | 2027-12-31
Sigenergy Technology Co Ltd | Sigenergy | Sigen Energy Storage System | SigenStor-6S-EV12-14.42 (AS4777-2 2020) | 14.42 | 14.3 | 2026-04-16 | 2027-12-31
Sigenergy Technology Co Ltd | Sigenergy | Sigen Energy Storage System | SigenStor-6S-EV12-15.06 (AS4777-2 2020) | 15.06 | 15 | 2026-04-16 | 2027-12-31
Sigenergy Technology Co Ltd | Sigenergy | Sigen Energy Storage System | SigenStor-6S-EV12-16.78 (AS4777-2 2020) | 16.78 | 16.6 | 2026-04-16 | 2027-12-31
Sigenergy Technology Co Ltd | Sigenergy | Sigen Energy Storage System | SigenStor-6S-EV12-17.1 (AS4777-2 2020) | 17.1 | 17 | 2026-04-16 | 2027-12-31
Sigenergy Technology Co Ltd | Sigenergy | Sigen Energy Storage System | SigenStor-6S-EV12-18.08 (AS4777-2 2020) | 18.08 | 18 | 2026-04-16 | 2027-12-31
Sigenergy Technology Co Ltd | Sigenergy | Sigen Energy Storage System | SigenStor-6S-EV12-19.46 (AS4777-2 2020) | 19.46 | 19.3 | 2026-04-16 | 2027-12-31
Sigenergy Technology Co Ltd | Sigenergy | Sigen Energy Storage System | SigenStor-6S-EV12-19.8 (AS4777-2 2020) | 19.8 | 19.6 | 2026-04-16 | 2027-12-31
Sigenergy Technology Co Ltd | Sigenergy | Sigen Energy Storage System | SigenStor-6S-EV12-20.44 (AS4777-2 2020) | 20.44 | 20.3 | 2026-04-16 | 2027-12-31
Sigenergy Technology Co Ltd | Sigenergy | Sigen Energy Storage System | SigenStor-6S-EV12-21.08 (AS4777-2 2020) | 21.08 | 21 | 2026-04-16 | 2027-12-31
Sigenergy Technology Co Ltd | Sigenergy | Sigen Energy Storage System | SigenStor-6S-EV12-22.14 (AS4777-2 2020) | 22.14 | 22 | 2026-04-16 | 2027-12-31
Sigenergy Technology Co Ltd | Sigenergy | Sigen Energy Storage System | SigenStor-6S-EV12-22.48 (AS4777-2 2020) | 22.48 | 22.3 | 2026-04-16 | 2027-12-31
Sigenergy Technology Co Ltd | Sigenergy | Sigen Energy Storage System | SigenStor-6S-EV12-23.12 (AS4777-2 2020) | 23.12 | 23 | 2026-04-16 | 2027-12-31
Sigenergy Technology Co Ltd | Sigenergy | Sigen Energy Storage System | SigenStor-6S-EV12-23.46 (AS4777-2 2020) | 23.46 | 23.3 | 2026-04-16 | 2027-12-31
Sigenergy Technology Co Ltd | Sigenergy | Sigen Energy Storage System | SigenStor-6S-EV12-24.1 (AS4777-2 2020) | 24.1 | 24 | 2026-04-16 | 2027-12-31
Sigenergy Technology Co Ltd | Sigenergy | Sigen Energy Storage System | SigenStor-6S-EV12-24.84 (AS4777-2 2020) | 24.84 | 24.6 | 2026-04-16 | 2027-12-31
Sigenergy Technology Co Ltd | Sigenergy | Sigen Energy Storage System | SigenStor-6S-EV12-25.16 (AS4777-2 2020) | 25.16 | 25 | 2026-04-16 | 2027-12-31
Sigenergy Technology Co Ltd | Sigenergy | Sigen Energy Storage System | SigenStor-6S-EV12-25.82 (AS4777-2 2020) | 25.82 | 25.6 | 2026-04-16 | 2027-12-31
Sigenergy Technology Co Ltd | Sigenergy | Sigen Energy Storage System | SigenStor-6S-EV12-26.14 (AS4777-2 2020) | 26.14 | 26 | 2026-04-16 | 2027-12-31
Sigenergy Technology Co Ltd | Sigenergy | Sigen Energy Storage System | SigenStor-6S-EV12-27.12 (AS4777-2 2020) | 27.12 | 27 | 2026-04-16 | 2027-12-31
Sigenergy Technology Co Ltd | Sigenergy | Sigen Energy Storage System | SigenStor-6S-EV12-27.52 (AS4777-2 2020) | 27.52 | 27.3 | 2026-04-16 | 2027-12-31
Sigenergy Technology Co Ltd | Sigenergy | Sigen Energy Storage System | SigenStor-6S-EV12-27.86 (AS4777-2 2020) | 27.86 | 27.6 | 2026-04-16 | 2027-12-31
Sigenergy Technology Co Ltd | Sigenergy | Sigen Energy Storage System | SigenStor-6S-EV12-28.5 (AS4777-2 2020) | 28.5 | 28.3 | 2026-04-16 | 2027-12-31
Sigenergy Technology Co Ltd | Sigenergy | Sigen Energy Storage System | SigenStor-6S-EV12-28.84 (AS4777-2 2020) | 28.84 | 28.6 | 2026-04-16 | 2027-12-31
Sigenergy Technology Co Ltd | Sigenergy | Sigen Energy Storage System | SigenStor-6S-EV12-29.48 (AS4777-2 2020) | 29.48 | 29.3 | 2026-04-16 | 2027-12-31
Sigenergy Technology Co Ltd | Sigenergy | Sigen Energy Storage System | SigenStor-6S-EV12-30.12 (AS4777-2 2020) | 30.12 | 30 | 2026-04-16 | 2027-12-31
Sigenergy Technology Co Ltd | Sigenergy | Sigen Energy Storage System | SigenStor-6S-EV12-30.2 (AS4777-2 2020) | 30.2 | 30 | 2026-04-16 | 2027-12-31
Sigenergy Technology Co Ltd | Sigenergy | Sigen Energy Storage System | SigenStor-6S-EV12-30.54 (AS4777-2 2020) | 30.54 | 30.3 | 2026-04-16 | 2027-12-31
Sigenergy Technology Co Ltd | Sigenergy | Sigen Energy Storage System | SigenStor-6S-EV12-31.18 (AS4777-2 2020) | 31.18 | 31 | 2026-04-16 | 2027-12-31
Sigenergy Technology Co Ltd | Sigenergy | Sigen Energy Storage System | SigenStor-6S-EV12-31.52 (AS4777-2 2020) | 31.52 | 31.3 | 2026-04-16 | 2027-12-31
Sigenergy Technology Co Ltd | Sigenergy | Sigen Energy Storage System | SigenStor-6S-EV12-32.16 (AS4777-2 2020) | 32.16 | 32 | 2026-04-16 | 2027-12-31
Sigenergy Technology Co Ltd | Sigenergy | Sigen Energy Storage System | SigenStor-6S-EV12-32.5 (AS4777-2 2020) | 32.5 | 32.3 | 2026-04-16 | 2027-12-31
Sigenergy Technology Co Ltd | Sigenergy | Sigen Energy Storage System | SigenStor-6S-EV12-32.9 (AS4777-2 2020) | 32.9 | 32.6 | 2026-04-16 | 2027-12-31
Sigenergy Technology Co Ltd | Sigenergy | Sigen Energy Storage System | SigenStor-6S-EV12-33.14 (AS4777-2 2020) | 33.14 | 33 | 2026-04-16 | 2027-12-31
Sigenergy Technology Co Ltd | Sigenergy | Sigen Energy Storage System | SigenStor-6S-EV12-33.22 (AS4777-2 2020) | 33.22 | 33 | 2026-04-16 | 2027-12-31
Sigenergy Technology Co Ltd | Sigenergy | Sigen Energy Storage System | SigenStor-6S-EV12-33.88 (AS4777-2 2020) | 33.88 | 33.6 | 2026-04-16 | 2027-12-31
Sigenergy Technology Co Ltd | Sigenergy | Sigen Energy Storage System | SigenStor-6S-EV12-34.2 (AS4777-2 2020) | 34.2 | 34 | 2026-04-16 | 2027-12-31
Sigenergy Technology Co Ltd | Sigenergy | Sigen Energy Storage System | SigenStor-6S-EV12-34.86 (AS4777-2 2020) | 34.86 | 34.6 | 2026-04-16 | 2027-12-31
Sigenergy Technology Co Ltd | Sigenergy | Sigen Energy Storage System | SigenStor-6S-EV12-35.18 (AS4777-2 2020) | 35.18 | 35 | 2026-04-16 | 2027-12-31
Sigenergy Technology Co Ltd | Sigenergy | Sigen Energy Storage System | SigenStor-6S-EV12-35.58 (AS4777-2 2020) | 35.58 | 35.3 | 2026-04-16 | 2027-12-31
Sigenergy Technology Co Ltd | Sigenergy | Sigen Energy Storage System | SigenStor-6S-EV12-35.92 (AS4777-2 2020) | 35.92 | 35.6 | 2026-04-16 | 2027-12-31
Sigenergy Technology Co Ltd | Sigenergy | Sigen Energy Storage System | SigenStor-6S-EV12-36.16 (AS4777-2 2020) | 36.16 | 36 | 2026-04-16 | 2027-12-31
Sigenergy Technology Co Ltd | Sigenergy | Sigen Energy Storage System | SigenStor-6S-EV12-36.56 (AS4777-2 2020) | 36.56 | 36.3 | 2026-04-16 | 2027-12-31
Sigenergy Technology Co Ltd | Sigenergy | Sigen Energy Storage System | SigenStor-6S-EV12-36.9 (AS4777-2 2020) | 36.9 | 36.6 | 2026-04-16 | 2027-12-31
Sigenergy Technology Co Ltd | Sigenergy | Sigen Energy Storage System | SigenStor-6S-EV12-37.54 (AS4777-2 2020) | 37.54 | 37.3 | 2026-04-16 | 2027-12-31
Sigenergy Technology Co Ltd | Sigenergy | Sigen Energy Storage System | SigenStor-6S-EV12-37.88 (AS4777-2 2020) | 37.88 | 37.6 | 2026-04-16 | 2027-12-31
Sigenergy Technology Co Ltd | Sigenergy | Sigen Energy Storage System | SigenStor-6S-EV12-38.26 (AS4777-2 2020) | 38.26 | 38 | 2026-04-16 | 2027-12-31
Sigenergy Technology Co Ltd | Sigenergy | Sigen Energy Storage System | SigenStor-6S-EV12-38.52 (AS4777-2 2020) | 38.52 | 38.3 | 2026-04-16 | 2027-12-31
Sigenergy Technology Co Ltd | Sigenergy | Sigen Energy Storage System | SigenStor-6S-EV12-38.6 (AS4777-2 2020) | 38.6 | 38.3 | 2026-04-16 | 2027-12-31
Sigenergy Technology Co Ltd | Sigenergy | Sigen Energy Storage System | SigenStor-6S-EV12-39.16 (AS4777-2 2020) | 39.16 | 39 | 2026-04-16 | 2027-12-31
Sigenergy Technology Co Ltd | Sigenergy | Sigen Energy Storage System | SigenStor-6S-EV12-39.24 (AS4777-2 2020) | 39.24 | 39 | 2026-04-16 | 2027-12-31
Sigenergy Technology Co Ltd | Sigenergy | Sigen Energy Storage System | SigenStor-6S-EV12-39.58 (AS4777-2 2020) | 39.58 | 39.3 | 2026-04-16 | 2027-12-31
Sigenergy Technology Co Ltd | Sigenergy | Sigen Energy Storage System | SigenStor-6S-EV12-40.22 (AS4777-2 2020) | 40.22 | 40 | 2026-04-16 | 2027-12-31
Sigenergy Technology Co Ltd | Sigenergy | Sigen Energy Storage System | SigenStor-6S-EV12-40.56 (AS4777-2 2020) | 40.56 | 40.3 | 2026-04-16 | 2027-12-31
Sigenergy Technology Co Ltd | Sigenergy | Sigen Energy Storage System | SigenStor-6S-EV12-41.2 (AS4777-2 2020) | 41.2 | 41 | 2026-04-16 | 2027-12-31
Sigenergy Technology Co Ltd | Sigenergy | Sigen Energy Storage System | SigenStor-6S-EV12-41.28 (AS4777-2 2020) | 41.28 | 41 | 2026-04-16 | 2027-12-31
Sigenergy Technology Co Ltd | Sigenergy | Sigen Energy Storage System | SigenStor-6S-EV12-41.54 (AS4777-2 2020) | 41.54 | 41.3 | 2026-04-16 | 2027-12-31
Sigenergy Technology Co Ltd | Sigenergy | Sigen Energy Storage System | SigenStor-6S-EV12-42.18 (AS4777-2 2020) | 42.18 | 42 | 2026-04-16 | 2027-12-31
Sigenergy Technology Co Ltd | Sigenergy | Sigen Energy Storage System | SigenStor-6S-EV12-42.26 (AS4777-2 2020) | 42.26 | 42 | 2026-04-16 | 2027-12-31
Sigenergy Technology Co Ltd | Sigenergy | Sigen Energy Storage System | SigenStor-6S-EV12-43.24 (AS4777-2 2020) | 43.24 | 43 | 2026-04-16 | 2027-12-31
Sigenergy Technology Co Ltd | Sigenergy | Sigen Energy Storage System | SigenStor-6S-EV12-44.22 (AS4777-2 2020) | 44.22 | 44 | 2026-04-16 | 2027-12-31
Sigenergy Technology Co Ltd | Sigenergy | Sigen Energy Storage System | SigenStor-6S-EV12-45.2 (AS4777-2 2020) | 45.2 | 45 | 2026-04-16 | 2027-12-31
Sigenergy Technology Co Ltd | Sigenergy | Sigen Energy Storage System | SigenStor-6S-EV12-6.02 (AS4777-2 2020) | 6.02 | 6 | 2026-04-16 | 2027-12-31
Sigenergy Technology Co Ltd | Sigenergy | Sigen Energy Storage System | SigenStor-6S-EV12-9.04 (AS4777-2 2020) | 9.04 | 9 | 2026-04-16 | 2027-12-31
Sigenergy Technology Co Ltd | Sigenergy | Sigen Energy Storage System | SigenStor-8S-11.4 (AS4777-2 2020) | 11.4 | 11.3 | 2026-04-16 | 2027-12-31
Sigenergy Technology Co Ltd | Sigenergy | Sigen Energy Storage System | SigenStor-8S-12.04 (AS4777-2 2020) | 12.04 | 12 | 2026-04-16 | 2027-12-31
Sigenergy Technology Co Ltd | Sigenergy | Sigen Energy Storage System | SigenStor-8S-14.08 (AS4777-2 2020) | 14.08 | 14 | 2026-04-16 | 2027-12-31
Sigenergy Technology Co Ltd | Sigenergy | Sigen Energy Storage System | SigenStor-8S-14.42 (AS4777-2 2020) | 14.42 | 14.3 | 2026-04-16 | 2027-12-31
Sigenergy Technology Co Ltd | Sigenergy | Sigen Energy Storage System | SigenStor-8S-15.06 (AS4777-2 2020) | 15.06 | 15 | 2026-04-16 | 2027-12-31
Sigenergy Technology Co Ltd | Sigenergy | Sigen Energy Storage System | SigenStor-8S-16.78 (AS4777-2 2020) | 16.78 | 16.6 | 2026-04-16 | 2027-12-31
Sigenergy Technology Co Ltd | Sigenergy | Sigen Energy Storage System | SigenStor-8S-17.1 (AS4777-2 2020) | 17.1 | 17 | 2026-04-16 | 2027-12-31
Sigenergy Technology Co Ltd | Sigenergy | Sigen Energy Storage System | SigenStor-8S-18.08 (AS4777-2 2020) | 18.08 | 18 | 2026-04-16 | 2027-12-31
Sigenergy Technology Co Ltd | Sigenergy | Sigen Energy Storage System | SigenStor-8S-19.46 (AS4777-2 2020) | 19.46 | 19.3 | 2026-04-16 | 2027-12-31
Sigenergy Technology Co Ltd | Sigenergy | Sigen Energy Storage System | SigenStor-8S-19.8 (AS4777-2 2020) | 19.8 | 19.6 | 2026-04-16 | 2027-12-31
Sigenergy Technology Co Ltd | Sigenergy | Sigen Energy Storage System | SigenStor-8S-20.44 (AS4777-2 2020) | 20.44 | 20.3 | 2026-04-16 | 2027-12-31
Sigenergy Technology Co Ltd | Sigenergy | Sigen Energy Storage System | SigenStor-8S-21.08 (AS4777-2 2020) | 21.08 | 21 | 2026-04-16 | 2027-12-31
Sigenergy Technology Co Ltd | Sigenergy | Sigen Energy Storage System | SigenStor-8S-22.14 (AS4777-2 2020) | 22.14 | 22 | 2026-04-16 | 2027-12-31
Sigenergy Technology Co Ltd | Sigenergy | Sigen Energy Storage System | SigenStor-8S-22.48 (AS4777-2 2020) | 22.48 | 22.3 | 2026-04-16 | 2027-12-31
Sigenergy Technology Co Ltd | Sigenergy | Sigen Energy Storage System | SigenStor-8S-23.12 (AS4777-2 2020) | 23.12 | 23 | 2026-04-16 | 2027-12-31
Sigenergy Technology Co Ltd | Sigenergy | Sigen Energy Storage System | SigenStor-8S-23.46 (AS4777-2 2020) | 23.46 | 23.3 | 2026-04-16 | 2027-12-31
Sigenergy Technology Co Ltd | Sigenergy | Sigen Energy Storage System | SigenStor-8S-24.1 (AS4777-2 2020) | 24.1 | 24 | 2026-04-16 | 2027-12-31
Sigenergy Technology Co Ltd | Sigenergy | Sigen Energy Storage System | SigenStor-8S-24.84 (AS4777-2 2020) | 24.84 | 24.6 | 2026-04-16 | 2027-12-31
Sigenergy Technology Co Ltd | Sigenergy | Sigen Energy Storage System | SigenStor-8S-25.16 (AS4777-2 2020) | 25.16 | 25 | 2026-04-16 | 2027-12-31
Sigenergy Technology Co Ltd | Sigenergy | Sigen Energy Storage System | SigenStor-8S-25.82 (AS4777-2 2020) | 25.82 | 25.6 | 2026-04-16 | 2027-12-31
Sigenergy Technology Co Ltd | Sigenergy | Sigen Energy Storage System | SigenStor-8S-26.14 (AS4777-2 2020) | 26.14 | 26 | 2026-04-16 | 2027-12-31
Sigenergy Technology Co Ltd | Sigenergy | Sigen Energy Storage System | SigenStor-8S-27.12 (AS4777-2 2020) | 27.12 | 27 | 2026-04-16 | 2027-12-31
Sigenergy Technology Co Ltd | Sigenergy | Sigen Energy Storage System | SigenStor-8S-27.52 (AS4777-2 2020) | 27.52 | 27.3 | 2026-04-16 | 2027-12-31
Sigenergy Technology Co Ltd | Sigenergy | Sigen Energy Storage System | SigenStor-8S-27.86 (AS4777-2 2020) | 27.86 | 27.6 | 2026-04-16 | 2027-12-31
Sigenergy Technology Co Ltd | Sigenergy | Sigen Energy Storage System | SigenStor-8S-28.5 (AS4777-2 2020) | 28.5 | 28.3 | 2026-04-16 | 2027-12-31
Sigenergy Technology Co Ltd | Sigenergy | Sigen Energy Storage System | SigenStor-8S-28.84 (AS4777-2 2020) | 28.84 | 28.6 | 2026-04-16 | 2027-12-31
Sigenergy Technology Co Ltd | Sigenergy | Sigen Energy Storage System | SigenStor-8S-29.48 (AS4777-2 2020) | 29.48 | 29.3 | 2026-04-16 | 2027-12-31
Sigenergy Technology Co Ltd | Sigenergy | Sigen Energy Storage System | SigenStor-8S-30.12 (AS4777-2 2020) | 30.12 | 30 | 2026-04-16 | 2027-12-31
Sigenergy Technology Co Ltd | Sigenergy | Sigen Energy Storage System | SigenStor-8S-30.2 (AS4777-2 2020) | 30.2 | 30 | 2026-04-16 | 2027-12-31
Sigenergy Technology Co Ltd | Sigenergy | Sigen Energy Storage System | SigenStor-8S-30.54 (AS4777-2 2020) | 30.54 | 30.3 | 2026-04-16 | 2027-12-31
Sigenergy Technology Co Ltd | Sigenergy | Sigen Energy Storage System | SigenStor-8S-31.18 (AS4777-2 2020) | 31.18 | 31 | 2026-04-16 | 2027-12-31
Sigenergy Technology Co Ltd | Sigenergy | Sigen Energy Storage System | SigenStor-8S-31.52 (AS4777-2 2020) | 31.52 | 31.3 | 2026-04-16 | 2027-12-31
Sigenergy Technology Co Ltd | Sigenergy | Sigen Energy Storage System | SigenStor-8S-32.16 (AS4777-2 2020) | 32.16 | 32 | 2026-04-16 | 2027-12-31
Sigenergy Technology Co Ltd | Sigenergy | Sigen Energy Storage System | SigenStor-8S-32.5 (AS4777-2 2020) | 32.5 | 32.3 | 2026-04-16 | 2027-12-31
Sigenergy Technology Co Ltd | Sigenergy | Sigen Energy Storage System | SigenStor-8S-32.9 (AS4777-2 2020) | 32.9 | 32.6 | 2026-04-16 | 2027-12-31
Sigenergy Technology Co Ltd | Sigenergy | Sigen Energy Storage System | SigenStor-8S-33.14 (AS4777-2 2020) | 33.14 | 33 | 2026-04-16 | 2027-12-31
Sigenergy Technology Co Ltd | Sigenergy | Sigen Energy Storage System | SigenStor-8S-33.22 (AS4777-2 2020) | 33.22 | 33 | 2026-04-16 | 2027-12-31
Sigenergy Technology Co Ltd | Sigenergy | Sigen Energy Storage System | SigenStor-8S-33.88 (AS4777-2 2020) | 33.88 | 33.6 | 2026-04-16 | 2027-12-31
Sigenergy Technology Co Ltd | Sigenergy | Sigen Energy Storage System | SigenStor-8S-34.2 (AS4777-2 2020) | 34.2 | 34 | 2026-04-16 | 2027-12-31
Sigenergy Technology Co Ltd | Sigenergy | Sigen Energy Storage System | SigenStor-8S-34.86 (AS4777-2 2020) | 34.86 | 34.6 | 2026-04-16 | 2027-12-31
Sigenergy Technology Co Ltd | Sigenergy | Sigen Energy Storage System | SigenStor-8S-35.18 (AS4777-2 2020) | 35.18 | 35 | 2026-04-16 | 2027-12-31
Sigenergy Technology Co Ltd | Sigenergy | Sigen Energy Storage System | SigenStor-8S-35.58 (AS4777-2 2020) | 35.58 | 35.3 | 2026-04-16 | 2027-12-31
Sigenergy Technology Co Ltd | Sigenergy | Sigen Energy Storage System | SigenStor-8S-35.92 (AS4777-2 2020) | 35.92 | 35.6 | 2026-04-16 | 2027-12-31
Sigenergy Technology Co Ltd | Sigenergy | Sigen Energy Storage System | SigenStor-8S-36.16 (AS4777-2 2020) | 36.16 | 36 | 2026-04-16 | 2027-12-31
Sigenergy Technology Co Ltd | Sigenergy | Sigen Energy Storage System | SigenStor-8S-36.56 (AS4777-2 2020) | 36.56 | 36.3 | 2026-04-16 | 2027-12-31
Sigenergy Technology Co Ltd | Sigenergy | Sigen Energy Storage System | SigenStor-8S-36.9 (AS4777-2 2020) | 36.9 | 36.6 | 2026-04-16 | 2027-12-31
Sigenergy Technology Co Ltd | Sigenergy | Sigen Energy Storage System | SigenStor-8S-37.54 (AS4777-2 2020) | 37.54 | 37.3 | 2026-04-16 | 2027-12-31
Sigenergy Technology Co Ltd | Sigenergy | Sigen Energy Storage System | SigenStor-8S-37.88 (AS4777-2 2020) | 37.88 | 37.6 | 2026-04-16 | 2027-12-31
Sigenergy Technology Co Ltd | Sigenergy | Sigen Energy Storage System | SigenStor-8S-38.26 (AS4777-2 2020) | 38.26 | 38 | 2026-04-16 | 2027-12-31
Sigenergy Technology Co Ltd | Sigenergy | Sigen Energy Storage System | SigenStor-8S-38.52 (AS4777-2 2020) | 38.52 | 38.3 | 2026-04-16 | 2027-12-31
Sigenergy Technology Co Ltd | Sigenergy | Sigen Energy Storage System | SigenStor-8S-38.6 (AS4777-2 2020) | 38.6 | 38.3 | 2026-04-16 | 2027-12-31
Sigenergy Technology Co Ltd | Sigenergy | Sigen Energy Storage System | SigenStor-8S-39.16 (AS4777-2 2020) | 39.16 | 39 | 2026-04-16 | 2027-12-31
Sigenergy Technology Co Ltd | Sigenergy | Sigen Energy Storage System | SigenStor-8S-39.24 (AS4777-2 2020) | 39.24 | 39 | 2026-04-16 | 2027-12-31
Sigenergy Technology Co Ltd | Sigenergy | Sigen Energy Storage System | SigenStor-8S-39.58 (AS4777-2 2020) | 39.58 | 39.3 | 2026-04-16 | 2027-12-31
Sigenergy Technology Co Ltd | Sigenergy | Sigen Energy Storage System | SigenStor-8S-40.22 (AS4777-2 2020) | 40.22 | 40 | 2026-04-16 | 2027-12-31
Sigenergy Technology Co Ltd | Sigenergy | Sigen Energy Storage System | SigenStor-8S-40.56 (AS4777-2 2020) | 40.56 | 40.3 | 2026-04-16 | 2027-12-31
Sigenergy Technology Co Ltd | Sigenergy | Sigen Energy Storage System | SigenStor-8S-40.96 (AS4777-2 2020) | 40.96 | 40.6 | 2026-04-16 | 2027-12-31
Sigenergy Technology Co Ltd | Sigenergy | Sigen Energy Storage System | SigenStor-8S-41.2 (AS4777-2 2020) | 41.2 | 41 | 2026-04-16 | 2027-12-31
Sigenergy Technology Co Ltd | Sigenergy | Sigen Energy Storage System | SigenStor-8S-41.28 (AS4777-2 2020) | 41.28 | 41 | 2026-04-16 | 2027-12-31
Sigenergy Technology Co Ltd | Sigenergy | Sigen Energy Storage System | SigenStor-8S-41.54 (AS4777-2 2020) | 41.54 | 41.3 | 2026-04-16 | 2027-12-31
Sigenergy Technology Co Ltd | Sigenergy | Sigen Energy Storage System | SigenStor-8S-41.94 (AS4777-2 2020) | 41.94 | 41.6 | 2026-04-16 | 2027-12-31
Sigenergy Technology Co Ltd | Sigenergy | Sigen Energy Storage System | SigenStor-8S-42.18 (AS4777-2 2020) | 42.18 | 42 | 2026-04-16 | 2027-12-31
Sigenergy Technology Co Ltd | Sigenergy | Sigen Energy Storage System | SigenStor-8S-42.26 (AS4777-2 2020) | 42.26 | 42 | 2026-04-16 | 2027-12-31
Sigenergy Technology Co Ltd | Sigenergy | Sigen Energy Storage System | SigenStor-8S-42.92 (AS4777-2 2020) | 42.92 | 42.6 | 2026-04-16 | 2027-12-31
Sigenergy Technology Co Ltd | Sigenergy | Sigen Energy Storage System | SigenStor-8S-43.24 (AS4777-2 2020) | 43.24 | 43 | 2026-04-16 | 2027-12-31
Sigenergy Technology Co Ltd | Sigenergy | Sigen Energy Storage System | SigenStor-8S-43.64 (AS4777-2 2020) | 43.64 | 43.3 | 2026-04-16 | 2027-12-31
Sigenergy Technology Co Ltd | Sigenergy | Sigen Energy Storage System | SigenStor-8S-43.9 (AS4777-2 2020) | 43.9 | 43.6 | 2026-04-16 | 2027-12-31
Sigenergy Technology Co Ltd | Sigenergy | Sigen Energy Storage System | SigenStor-8S-43.98 (AS4777-2 2020) | 43.98 | 43.6 | 2026-04-16 | 2027-12-31
Sigenergy Technology Co Ltd | Sigenergy | Sigen Energy Storage System | SigenStor-8S-44.22 (AS4777-2 2020) | 44.22 | 44 | 2026-04-16 | 2027-12-31
Sigenergy Technology Co Ltd | Sigenergy | Sigen Energy Storage System | SigenStor-8S-44.62 (AS4777-2 2020) | 44.62 | 44.3 | 2026-04-16 | 2027-12-31
Sigenergy Technology Co Ltd | Sigenergy | Sigen Energy Storage System | SigenStor-8S-44.96 (AS4777-2 2020) | 44.96 | 44.6 | 2026-04-16 | 2027-12-31
Sigenergy Technology Co Ltd | Sigenergy | Sigen Energy Storage System | SigenStor-8S-45.2 (AS4777-2 2020) | 45.2 | 45 | 2026-04-16 | 2027-12-31
Sigenergy Technology Co Ltd | Sigenergy | Sigen Energy Storage System | SigenStor-8S-45.6 (AS4777-2 2020) | 45.6 | 45.3 | 2026-04-16 | 2027-12-31
Sigenergy Technology Co Ltd | Sigenergy | Sigen Energy Storage System | SigenStor-8S-45.94 (AS4777-2 2020) | 45.94 | 45.6 | 2026-04-16 | 2027-12-31
Sigenergy Technology Co Ltd | Sigenergy | Sigen Energy Storage System | SigenStor-8S-46.32 (AS4777-2 2020) | 46.32 | 46 | 2026-04-16 | 2027-12-31
Sigenergy Technology Co Ltd | Sigenergy | Sigen Energy Storage System | SigenStor-8S-46.58 (AS4777-2 2020) | 46.58 | 46.3 | 2026-04-16 | 2027-12-31
Sigenergy Technology Co Ltd | Sigenergy | Sigen Energy Storage System | SigenStor-8S-46.66 (AS4777-2 2020) | 46.66 | 46.3 | 2026-04-16 | 2027-12-31
Sigenergy Technology Co Ltd | Sigenergy | Sigen Energy Storage System | SigenStor-8S-46.92 (AS4777-2 2020) | 46.92 | 46.6 | 2026-04-16 | 2027-12-31
Sigenergy Technology Co Ltd | Sigenergy | Sigen Energy Storage System | SigenStor-8S-47.3 (AS4777-2 2020) | 47.3 | 47 | 2026-04-16 | 2027-12-31
Sigenergy Technology Co Ltd | Sigenergy | Sigen Energy Storage System | SigenStor-8S-47.56 (AS4777-2 2020) | 47.56 | 47.3 | 2026-04-16 | 2027-12-31
Sigenergy Technology Co Ltd | Sigenergy | Sigen Energy Storage System | SigenStor-8S-47.64 (AS4777-2 2020) | 47.64 | 47.3 | 2026-04-16 | 2027-12-31
Sigenergy Technology Co Ltd | Sigenergy | Sigen Energy Storage System | SigenStor-8S-48.2 (AS4777-2 2020) | 48.2 | 48 | 2026-04-16 | 2027-12-31
Sigenergy Technology Co Ltd | Sigenergy | Sigen Energy Storage System | SigenStor-8S-48.28 (AS4777-2 2020) | 48.28 | 48 | 2026-04-16 | 2027-12-31
Sigenergy Technology Co Ltd | Sigenergy | Sigen Energy Storage System | SigenStor-8S-48.62 (AS4777-2 2020) | 48.62 | 48.3 | 2026-04-16 | 2027-12-31
Sigenergy Technology Co Ltd | Sigenergy | Sigen Energy Storage System | SigenStor-8S-49.26 (AS4777-2 2020) | 49.26 | 49 | 2026-04-16 | 2027-12-31
Sigenergy Technology Co Ltd | Sigenergy | Sigen Energy Storage System | SigenStor-8S-49.34 (AS4777-2 2020) | 49.34 | 49 | 2026-04-16 | 2027-12-31
Sigenergy Technology Co Ltd | Sigenergy | Sigen Energy Storage System | SigenStor-8S-49.6 (AS4777-2 2020) | 49.6 | 49.3 | 2026-04-16 | 2027-12-31
Sigenergy Technology Co Ltd | Sigenergy | Sigen Energy Storage System | SigenStor-8S-50.32 (AS4777-2 2020) | 50.32 | 50 | 2026-04-16 | 2027-12-31
Sigenergy Technology Co Ltd | Sigenergy | Sigen Energy Storage System | SigenStor-8S-50.58 (AS4777-2 2020) | 50.58 | 50.3 | 2026-04-16 | 2027-12-31
Sigenergy Technology Co Ltd | Sigenergy | Sigen Energy Storage System | SigenStor-8S-51.3 (AS4777-2 2020) | 51.3 | 51 | 2026-04-16 | 2027-12-31
Sigenergy Technology Co Ltd | Sigenergy | Sigen Energy Storage System | SigenStor-8S-52.28 (AS4777-2 2020) | 52.28 | 52 | 2026-04-16 | 2027-12-31
Sigenergy Technology Co Ltd | Sigenergy | Sigen Energy Storage System | SigenStor-8S-53.26 (AS4777-2 2020) | 53.26 | 53 | 2026-04-16 | 2027-12-31
Sigenergy Technology Co Ltd | Sigenergy | Sigen Energy Storage System | SigenStor-8S-54.24 (AS4777-2 2020) | 54.24 | 54 | 2026-04-16 | 2027-12-31
Sigenergy Technology Co Ltd | Sigenergy | Sigen Energy Storage System | SigenStor-8S-6.02 (AS4777-2 2020) | 6.02 | 6 | 2026-04-16 | 2027-12-31
Sigenergy Technology Co Ltd | Sigenergy | Sigen Energy Storage System | SigenStor-8S-9.04 (AS4777-2 2020) | 9.04 | 9 | 2026-04-16 | 2027-12-31
Sigenergy Technology Co Ltd | Sigenergy | Sigen Energy Storage System | SigenStor-8S-EV12-11.4 (AS4777-2 2020) | 11.4 | 11.3 | 2026-04-16 | 2027-12-31
Sigenergy Technology Co Ltd | Sigenergy | Sigen Energy Storage System | SigenStor-8S-EV12-12.04 (AS4777-2 2020) | 12.04 | 12 | 2026-04-16 | 2027-12-31
Sigenergy Technology Co Ltd | Sigenergy | Sigen Energy Storage System | SigenStor-8S-EV12-14.08 (AS4777-2 2020) | 14.08 | 14 | 2026-04-16 | 2027-12-31
Sigenergy Technology Co Ltd | Sigenergy | Sigen Energy Storage System | SigenStor-8S-EV12-14.42 (AS4777-2 2020) | 14.42 | 14.3 | 2026-04-16 | 2027-12-31
Sigenergy Technology Co Ltd | Sigenergy | Sigen Energy Storage System | SigenStor-8S-EV12-15.06 (AS4777-2 2020) | 15.06 | 15 | 2026-04-16 | 2027-12-31
Sigenergy Technology Co Ltd | Sigenergy | Sigen Energy Storage System | SigenStor-8S-EV12-16.78 (AS4777-2 2020) | 16.78 | 16.6 | 2026-04-16 | 2027-12-31
Sigenergy Technology Co Ltd | Sigenergy | Sigen Energy Storage System | SigenStor-8S-EV12-17.1 (AS4777-2 2020) | 17.1 | 17 | 2026-04-16 | 2027-12-31
Sigenergy Technology Co Ltd | Sigenergy | Sigen Energy Storage System | SigenStor-8S-EV12-18.08 (AS4777-2 2020) | 18.08 | 18 | 2026-04-16 | 2027-12-31
Sigenergy Technology Co Ltd | Sigenergy | Sigen Energy Storage System | SigenStor-8S-EV12-19.46 (AS4777-2 2020) | 19.46 | 19.3 | 2026-04-16 | 2027-12-31
Sigenergy Technology Co Ltd | Sigenergy | Sigen Energy Storage System | SigenStor-8S-EV12-19.8 (AS4777-2 2020) | 19.8 | 19.6 | 2026-04-16 | 2027-12-31
Sigenergy Technology Co Ltd | Sigenergy | Sigen Energy Storage System | SigenStor-8S-EV12-20.44 (AS4777-2 2020) | 20.44 | 20.3 | 2026-04-16 | 2027-12-31
Sigenergy Technology Co Ltd | Sigenergy | Sigen Energy Storage System | SigenStor-8S-EV12-21.08 (AS4777-2 2020) | 21.08 | 21 | 2026-04-16 | 2027-12-31
Sigenergy Technology Co Ltd | Sigenergy | Sigen Energy Storage System | SigenStor-8S-EV12-22.14 (AS4777-2 2020) | 22.14 | 22 | 2026-04-16 | 2027-12-31
Sigenergy Technology Co Ltd | Sigenergy | Sigen Energy Storage System | SigenStor-8S-EV12-22.48 (AS4777-2 2020) | 22.48 | 22.3 | 2026-04-16 | 2027-12-31
Sigenergy Technology Co Ltd | Sigenergy | Sigen Energy Storage System | SigenStor-8S-EV12-23.12 (AS4777-2 2020) | 23.12 | 23 | 2026-04-16 | 2027-12-31
Sigenergy Technology Co Ltd | Sigenergy | Sigen Energy Storage System | SigenStor-8S-EV12-23.46 (AS4777-2 2020) | 23.46 | 23.3 | 2026-04-16 | 2027-12-31
Sigenergy Technology Co Ltd | Sigenergy | Sigen Energy Storage System | SigenStor-8S-EV12-24.1 (AS4777-2 2020) | 24.1 | 24 | 2026-04-16 | 2027-12-31
Sigenergy Technology Co Ltd | Sigenergy | Sigen Energy Storage System | SigenStor-8S-EV12-24.84 (AS4777-2 2020) | 24.84 | 24.6 | 2026-04-16 | 2027-12-31
Sigenergy Technology Co Ltd | Sigenergy | Sigen Energy Storage System | SigenStor-8S-EV12-25.16 (AS4777-2 2020) | 25.16 | 25 | 2026-04-16 | 2027-12-31
Sigenergy Technology Co Ltd | Sigenergy | Sigen Energy Storage System | SigenStor-8S-EV12-25.82 (AS4777-2 2020) | 25.82 | 25.6 | 2026-04-16 | 2027-12-31
Sigenergy Technology Co Ltd | Sigenergy | Sigen Energy Storage System | SigenStor-8S-EV12-26.14 (AS4777-2 2020) | 26.14 | 26 | 2026-04-16 | 2027-12-31
Sigenergy Technology Co Ltd | Sigenergy | Sigen Energy Storage System | SigenStor-8S-EV12-27.12 (AS4777-2 2020) | 27.12 | 27 | 2026-04-16 | 2027-12-31
Sigenergy Technology Co Ltd | Sigenergy | Sigen Energy Storage System | SigenStor-8S-EV12-27.52 (AS4777-2 2020) | 27.52 | 27.3 | 2026-04-16 | 2027-12-31
Sigenergy Technology Co Ltd | Sigenergy | Sigen Energy Storage System | SigenStor-8S-EV12-27.86 (AS4777-2 2020) | 27.86 | 27.6 | 2026-04-16 | 2027-12-31
Sigenergy Technology Co Ltd | Sigenergy | Sigen Energy Storage System | SigenStor-8S-EV12-28.5 (AS4777-2 2020) | 28.5 | 28.3 | 2026-04-16 | 2027-12-31
Sigenergy Technology Co Ltd | Sigenergy | Sigen Energy Storage System | SigenStor-8S-EV12-28.84 (AS4777-2 2020) | 28.84 | 28.6 | 2026-04-16 | 2027-12-31
Sigenergy Technology Co Ltd | Sigenergy | Sigen Energy Storage System | SigenStor-8S-EV12-29.48 (AS4777-2 2020) | 29.48 | 29.3 | 2026-04-16 | 2027-12-31
Sigenergy Technology Co Ltd | Sigenergy | Sigen Energy Storage System | SigenStor-8S-EV12-30.12 (AS4777-2 2020) | 30.12 | 30 | 2026-04-16 | 2027-12-31
Sigenergy Technology Co Ltd | Sigenergy | Sigen Energy Storage System | SigenStor-8S-EV12-30.2 (AS4777-2 2020) | 30.2 | 30 | 2026-04-16 | 2027-12-31
Sigenergy Technology Co Ltd | Sigenergy | Sigen Energy Storage System | SigenStor-8S-EV12-30.54 (AS4777-2 2020) | 30.54 | 30.3 | 2026-04-16 | 2027-12-31
Sigenergy Technology Co Ltd | Sigenergy | Sigen Energy Storage System | SigenStor-8S-EV12-31.18 (AS4777-2 2020) | 31.18 | 31 | 2026-04-16 | 2027-12-31
Sigenergy Technology Co Ltd | Sigenergy | Sigen Energy Storage System | SigenStor-8S-EV12-31.52 (AS4777-2 2020) | 31.52 | 31.3 | 2026-04-16 | 2027-12-31
Sigenergy Technology Co Ltd | Sigenergy | Sigen Energy Storage System | SigenStor-8S-EV12-32.16 (AS4777-2 2020) | 32.16 | 32 | 2026-04-16 | 2027-12-31
Sigenergy Technology Co Ltd | Sigenergy | Sigen Energy Storage System | SigenStor-8S-EV12-32.5 (AS4777-2 2020) | 32.5 | 32.3 | 2026-04-16 | 2027-12-31
Sigenergy Technology Co Ltd | Sigenergy | Sigen Energy Storage System | SigenStor-8S-EV12-32.9 (AS4777-2 2020) | 32.9 | 32.6 | 2026-04-16 | 2027-12-31
Sigenergy Technology Co Ltd | Sigenergy | Sigen Energy Storage System | SigenStor-8S-EV12-33.14 (AS4777-2 2020) | 33.14 | 33 | 2026-04-16 | 2027-12-31
Sigenergy Technology Co Ltd | Sigenergy | Sigen Energy Storage System | SigenStor-8S-EV12-33.22 (AS4777-2 2020) | 33.22 | 33 | 2026-04-16 | 2027-12-31
Sigenergy Technology Co Ltd | Sigenergy | Sigen Energy Storage System | SigenStor-8S-EV12-33.88 (AS4777-2 2020) | 33.88 | 33.6 | 2026-04-16 | 2027-12-31
Sigenergy Technology Co Ltd | Sigenergy | Sigen Energy Storage System | SigenStor-8S-EV12-34.2 (AS4777-2 2020) | 34.2 | 34 | 2026-04-16 | 2027-12-31
Sigenergy Technology Co Ltd | Sigenergy | Sigen Energy Storage System | SigenStor-8S-EV12-34.86 (AS4777-2 2020) | 34.86 | 34.6 | 2026-04-16 | 2027-12-31
Sigenergy Technology Co Ltd | Sigenergy | Sigen Energy Storage System | SigenStor-8S-EV12-35.18 (AS4777-2 2020) | 35.18 | 35 | 2026-04-16 | 2027-12-31
Sigenergy Technology Co Ltd | Sigenergy | Sigen Energy Storage System | SigenStor-8S-EV12-35.58 (AS4777-2 2020) | 35.58 | 35.3 | 2026-04-16 | 2027-12-31
Sigenergy Technology Co Ltd | Sigenergy | Sigen Energy Storage System | SigenStor-8S-EV12-35.92 (AS4777-2 2020) | 35.92 | 35.6 | 2026-04-16 | 2027-12-31
Sigenergy Technology Co Ltd | Sigenergy | Sigen Energy Storage System | SigenStor-8S-EV12-36.16 (AS4777-2 2020) | 36.16 | 36 | 2026-04-16 | 2027-12-31
Sigenergy Technology Co Ltd | Sigenergy | Sigen Energy Storage System | SigenStor-8S-EV12-36.56 (AS4777-2 2020) | 36.56 | 36.3 | 2026-04-16 | 2027-12-31
Sigenergy Technology Co Ltd | Sigenergy | Sigen Energy Storage System | SigenStor-8S-EV12-36.9 (AS4777-2 2020) | 36.9 | 36.6 | 2026-04-16 | 2027-12-31
Sigenergy Technology Co Ltd | Sigenergy | Sigen Energy Storage System | SigenStor-8S-EV12-37.54 (AS4777-2 2020) | 37.54 | 37.3 | 2026-04-16 | 2027-12-31
Sigenergy Technology Co Ltd | Sigenergy | Sigen Energy Storage System | SigenStor-8S-EV12-37.88 (AS4777-2 2020) | 37.88 | 37.6 | 2026-04-16 | 2027-12-31
Sigenergy Technology Co Ltd | Sigenergy | Sigen Energy Storage System | SigenStor-8S-EV12-38.26 (AS4777-2 2020) | 38.26 | 38 | 2026-04-16 | 2027-12-31
Sigenergy Technology Co Ltd | Sigenergy | Sigen Energy Storage System | SigenStor-8S-EV12-38.52 (AS4777-2 2020) | 38.52 | 38.3 | 2026-04-16 | 2027-12-31
Sigenergy Technology Co Ltd | Sigenergy | Sigen Energy Storage System | SigenStor-8S-EV12-38.6 (AS4777-2 2020) | 38.6 | 38.3 | 2026-04-16 | 2027-12-31
Sigenergy Technology Co Ltd | Sigenergy | Sigen Energy Storage System | SigenStor-8S-EV12-39.16 (AS4777-2 2020) | 39.16 | 39 | 2026-04-16 | 2027-12-31
Sigenergy Technology Co Ltd | Sigenergy | Sigen Energy Storage System | SigenStor-8S-EV12-39.24 (AS4777-2 2020) | 39.24 | 39 | 2026-04-16 | 2027-12-31
Sigenergy Technology Co Ltd | Sigenergy | Sigen Energy Storage System | SigenStor-8S-EV12-39.58 (AS4777-2 2020) | 39.58 | 39.3 | 2026-04-16 | 2027-12-31
Sigenergy Technology Co Ltd | Sigenergy | Sigen Energy Storage System | SigenStor-8S-EV12-40.22 (AS4777-2 2020) | 40.22 | 40 | 2026-04-16 | 2027-12-31
Sigenergy Technology Co Ltd | Sigenergy | Sigen Energy Storage System | SigenStor-8S-EV12-40.56 (AS4777-2 2020) | 40.56 | 40.3 | 2026-04-16 | 2027-12-31
Sigenergy Technology Co Ltd | Sigenergy | Sigen Energy Storage System | SigenStor-8S-EV12-41.2 (AS4777-2 2020) | 41.2 | 41 | 2026-04-16 | 2027-12-31
Sigenergy Technology Co Ltd | Sigenergy | Sigen Energy Storage System | SigenStor-8S-EV12-41.28 (AS4777-2 2020) | 41.28 | 41 | 2026-04-16 | 2027-12-31
Sigenergy Technology Co Ltd | Sigenergy | Sigen Energy Storage System | SigenStor-8S-EV12-41.54 (AS4777-2 2020) | 41.54 | 41.3 | 2026-04-16 | 2027-12-31
Sigenergy Technology Co Ltd | Sigenergy | Sigen Energy Storage System | SigenStor-8S-EV12-42.18 (AS4777-2 2020) | 42.18 | 42 | 2026-04-16 | 2027-12-31
Sigenergy Technology Co Ltd | Sigenergy | Sigen Energy Storage System | SigenStor-8S-EV12-42.26 (AS4777-2 2020) | 42.26 | 42 | 2026-04-16 | 2027-12-31
Sigenergy Technology Co Ltd | Sigenergy | Sigen Energy Storage System | SigenStor-8S-EV12-43.24 (AS4777-2 2020) | 43.24 | 43 | 2026-04-16 | 2027-12-31
Sigenergy Technology Co Ltd | Sigenergy | Sigen Energy Storage System | SigenStor-8S-EV12-44.22 (AS4777-2 2020) | 44.22 | 44 | 2026-04-16 | 2027-12-31
Sigenergy Technology Co Ltd | Sigenergy | Sigen Energy Storage System | SigenStor-8S-EV12-45.2 (AS4777-2 2020) | 45.2 | 45 | 2026-04-16 | 2027-12-31
Sigenergy Technology Co Ltd | Sigenergy | Sigen Energy Storage System | SigenStor-8S-EV12-6.02 (AS4777-2 2020) | 6.02 | 6 | 2026-04-16 | 2027-12-31
Sigenergy Technology Co Ltd | Sigenergy | Sigen Energy Storage System | SigenStor-8S-EV12-9.04 (AS4777-2 2020) | 9.04 | 9 | 2026-04-16 | 2027-12-31
Sigenergy Technology Co Ltd | Sigenergy | Sigen Energy Storage System | SigenStor-8S-EV25-11.4 (AS4777-2 2020) | 11.4 | 11.3 | 2026-04-16 | 2027-12-31
Sigenergy Technology Co Ltd | Sigenergy | Sigen Energy Storage System | SigenStor-8S-EV25-12.04 (AS4777-2 2020) | 12.04 | 12 | 2026-04-16 | 2027-12-31
Sigenergy Technology Co Ltd | Sigenergy | Sigen Energy Storage System | SigenStor-8S-EV25-14.08 (AS4777-2 2020) | 14.08 | 14 | 2026-04-16 | 2027-12-31
Sigenergy Technology Co Ltd | Sigenergy | Sigen Energy Storage System | SigenStor-8S-EV25-14.42 (AS4777-2 2020) | 14.42 | 14.3 | 2026-04-16 | 2027-12-31
Sigenergy Technology Co Ltd | Sigenergy | Sigen Energy Storage System | SigenStor-8S-EV25-15.06 (AS4777-2 2020) | 15.06 | 15 | 2026-04-16 | 2027-12-31
Sigenergy Technology Co Ltd | Sigenergy | Sigen Energy Storage System | SigenStor-8S-EV25-16.78 (AS4777-2 2020) | 16.78 | 16.6 | 2026-04-16 | 2027-12-31
Sigenergy Technology Co Ltd | Sigenergy | Sigen Energy Storage System | SigenStor-8S-EV25-17.1 (AS4777-2 2020) | 17.1 | 17 | 2026-04-16 | 2027-12-31
Sigenergy Technology Co Ltd | Sigenergy | Sigen Energy Storage System | SigenStor-8S-EV25-18.08 (AS4777-2 2020) | 18.08 | 18 | 2026-04-16 | 2027-12-31
Sigenergy Technology Co Ltd | Sigenergy | Sigen Energy Storage System | SigenStor-8S-EV25-19.46 (AS4777-2 2020) | 19.46 | 19.3 | 2026-04-16 | 2027-12-31
Sigenergy Technology Co Ltd | Sigenergy | Sigen Energy Storage System | SigenStor-8S-EV25-19.8 (AS4777-2 2020) | 19.8 | 19.6 | 2026-04-16 | 2027-12-31
Sigenergy Technology Co Ltd | Sigenergy | Sigen Energy Storage System | SigenStor-8S-EV25-20.44 (AS4777-2 2020) | 20.44 | 20.3 | 2026-04-16 | 2027-12-31
Sigenergy Technology Co Ltd | Sigenergy | Sigen Energy Storage System | SigenStor-8S-EV25-21.08 (AS4777-2 2020) | 21.08 | 21 | 2026-04-16 | 2027-12-31
Sigenergy Technology Co Ltd | Sigenergy | Sigen Energy Storage System | SigenStor-8S-EV25-22.14 (AS4777-2 2020) | 22.14 | 22 | 2026-04-16 | 2027-12-31
Sigenergy Technology Co Ltd | Sigenergy | Sigen Energy Storage System | SigenStor-8S-EV25-22.48 (AS4777-2 2020) | 22.48 | 22.3 | 2026-04-16 | 2027-12-31
Sigenergy Technology Co Ltd | Sigenergy | Sigen Energy Storage System | SigenStor-8S-EV25-23.12 (AS4777-2 2020) | 23.12 | 23 | 2026-04-16 | 2027-12-31
Sigenergy Technology Co Ltd | Sigenergy | Sigen Energy Storage System | SigenStor-8S-EV25-23.46 (AS4777-2 2020) | 23.46 | 23.3 | 2026-04-16 | 2027-12-31
Sigenergy Technology Co Ltd | Sigenergy | Sigen Energy Storage System | SigenStor-8S-EV25-24.1 (AS4777-2 2020) | 24.1 | 24 | 2026-04-16 | 2027-12-31
Sigenergy Technology Co Ltd | Sigenergy | Sigen Energy Storage System | SigenStor-8S-EV25-24.84 (AS4777-2 2020) | 24.84 | 24.6 | 2026-04-16 | 2027-12-31
Sigenergy Technology Co Ltd | Sigenergy | Sigen Energy Storage System | SigenStor-8S-EV25-25.16 (AS4777-2 2020) | 25.16 | 25 | 2026-04-16 | 2027-12-31
Sigenergy Technology Co Ltd | Sigenergy | Sigen Energy Storage System | SigenStor-8S-EV25-25.82 (AS4777-2 2020) | 25.82 | 25.6 | 2026-04-16 | 2027-12-31
Sigenergy Technology Co Ltd | Sigenergy | Sigen Energy Storage System | SigenStor-8S-EV25-26.14 (AS4777-2 2020) | 26.14 | 26 | 2026-04-16 | 2027-12-31
Sigenergy Technology Co Ltd | Sigenergy | Sigen Energy Storage System | SigenStor-8S-EV25-27.12 (AS4777-2 2020) | 27.12 | 27 | 2026-04-16 | 2027-12-31
Sigenergy Technology Co Ltd | Sigenergy | Sigen Energy Storage System | SigenStor-8S-EV25-27.52 (AS4777-2 2020) | 27.52 | 27.3 | 2026-04-16 | 2027-12-31
Sigenergy Technology Co Ltd | Sigenergy | Sigen Energy Storage System | SigenStor-8S-EV25-27.86 (AS4777-2 2020) | 27.86 | 27.6 | 2026-04-16 | 2027-12-31
Sigenergy Technology Co Ltd | Sigenergy | Sigen Energy Storage System | SigenStor-8S-EV25-28.5 (AS4777-2 2020) | 28.5 | 28.3 | 2026-04-16 | 2027-12-31
Sigenergy Technology Co Ltd | Sigenergy | Sigen Energy Storage System | SigenStor-8S-EV25-28.84 (AS4777-2 2020) | 28.84 | 28.6 | 2026-04-16 | 2027-12-31
Sigenergy Technology Co Ltd | Sigenergy | Sigen Energy Storage System | SigenStor-8S-EV25-29.48 (AS4777-2 2020) | 29.48 | 29.3 | 2026-04-16 | 2027-12-31
Sigenergy Technology Co Ltd | Sigenergy | Sigen Energy Storage System | SigenStor-8S-EV25-30.12 (AS4777-2 2020) | 30.12 | 30 | 2026-04-16 | 2027-12-31
Sigenergy Technology Co Ltd | Sigenergy | Sigen Energy Storage System | SigenStor-8S-EV25-30.2 (AS4777-2 2020) | 30.2 | 30 | 2026-04-16 | 2027-12-31
Sigenergy Technology Co Ltd | Sigenergy | Sigen Energy Storage System | SigenStor-8S-EV25-30.54 (AS4777-2 2020) | 30.54 | 30.3 | 2026-04-16 | 2027-12-31
Sigenergy Technology Co Ltd | Sigenergy | Sigen Energy Storage System | SigenStor-8S-EV25-31.18 (AS4777-2 2020) | 31.18 | 31 | 2026-04-16 | 2027-12-31
Sigenergy Technology Co Ltd | Sigenergy | Sigen Energy Storage System | SigenStor-8S-EV25-31.52 (AS4777-2 2020) | 31.52 | 31.3 | 2026-04-16 | 2027-12-31
Sigenergy Technology Co Ltd | Sigenergy | Sigen Energy Storage System | SigenStor-8S-EV25-32.16 (AS4777-2 2020) | 32.16 | 32 | 2026-04-16 | 2027-12-31
Sigenergy Technology Co Ltd | Sigenergy | Sigen Energy Storage System | SigenStor-8S-EV25-32.5 (AS4777-2 2020) | 32.5 | 32.3 | 2026-04-16 | 2027-12-31
Sigenergy Technology Co Ltd | Sigenergy | Sigen Energy Storage System | SigenStor-8S-EV25-32.9 (AS4777-2 2020) | 32.9 | 32.6 | 2026-04-16 | 2027-12-31
Sigenergy Technology Co Ltd | Sigenergy | Sigen Energy Storage System | SigenStor-8S-EV25-33.14 (AS4777-2 2020) | 33.14 | 33 | 2026-04-16 | 2027-12-31
Sigenergy Technology Co Ltd | Sigenergy | Sigen Energy Storage System | SigenStor-8S-EV25-33.22 (AS4777-2 2020) | 33.22 | 33 | 2026-04-16 | 2027-12-31
Sigenergy Technology Co Ltd | Sigenergy | Sigen Energy Storage System | SigenStor-8S-EV25-33.88 (AS4777-2 2020) | 33.88 | 33.6 | 2026-04-16 | 2027-12-31
Sigenergy Technology Co Ltd | Sigenergy | Sigen Energy Storage System | SigenStor-8S-EV25-34.2 (AS4777-2 2020) | 34.2 | 34 | 2026-04-16 | 2027-12-31
Sigenergy Technology Co Ltd | Sigenergy | Sigen Energy Storage System | SigenStor-8S-EV25-34.86 (AS4777-2 2020) | 34.86 | 34.6 | 2026-04-16 | 2027-12-31
Sigenergy Technology Co Ltd | Sigenergy | Sigen Energy Storage System | SigenStor-8S-EV25-35.18 (AS4777-2 2020) | 35.18 | 35 | 2026-04-16 | 2027-12-31
Sigenergy Technology Co Ltd | Sigenergy | Sigen Energy Storage System | SigenStor-8S-EV25-35.58 (AS4777-2 2020) | 35.58 | 35.3 | 2026-04-16 | 2027-12-31
Sigenergy Technology Co Ltd | Sigenergy | Sigen Energy Storage System | SigenStor-8S-EV25-35.92 (AS4777-2 2020) | 35.92 | 35.6 | 2026-04-16 | 2027-12-31
Sigenergy Technology Co Ltd | Sigenergy | Sigen Energy Storage System | SigenStor-8S-EV25-36.16 (AS4777-2 2020) | 36.16 | 36 | 2026-04-16 | 2027-12-31
Sigenergy Technology Co Ltd | Sigenergy | Sigen Energy Storage System | SigenStor-8S-EV25-36.56 (AS4777-2 2020) | 36.56 | 36.3 | 2026-04-16 | 2027-12-31
Sigenergy Technology Co Ltd | Sigenergy | Sigen Energy Storage System | SigenStor-8S-EV25-36.9 (AS4777-2 2020) | 36.9 | 36.6 | 2026-04-16 | 2027-12-31
Sigenergy Technology Co Ltd | Sigenergy | Sigen Energy Storage System | SigenStor-8S-EV25-37.54 (AS4777-2 2020) | 37.54 | 37.3 | 2026-04-16 | 2027-12-31
Sigenergy Technology Co Ltd | Sigenergy | Sigen Energy Storage System | SigenStor-8S-EV25-37.88 (AS4777-2 2020) | 37.88 | 37.6 | 2026-04-16 | 2027-12-31
Sigenergy Technology Co Ltd | Sigenergy | Sigen Energy Storage System | SigenStor-8S-EV25-38.26 (AS4777-2 2020) | 38.26 | 38 | 2026-04-16 | 2027-12-31
Sigenergy Technology Co Ltd | Sigenergy | Sigen Energy Storage System | SigenStor-8S-EV25-38.52 (AS4777-2 2020) | 38.52 | 38.3 | 2026-04-16 | 2027-12-31
Sigenergy Technology Co Ltd | Sigenergy | Sigen Energy Storage System | SigenStor-8S-EV25-38.6 (AS4777-2 2020) | 38.6 | 38.3 | 2026-04-16 | 2027-12-31
Sigenergy Technology Co Ltd | Sigenergy | Sigen Energy Storage System | SigenStor-8S-EV25-39.16 (AS4777-2 2020) | 39.16 | 39 | 2026-04-16 | 2027-12-31
Sigenergy Technology Co Ltd | Sigenergy | Sigen Energy Storage System | SigenStor-8S-EV25-39.24 (AS4777-2 2020) | 39.24 | 39 | 2026-04-16 | 2027-12-31
Sigenergy Technology Co Ltd | Sigenergy | Sigen Energy Storage System | SigenStor-8S-EV25-39.58 (AS4777-2 2020) | 39.58 | 39.3 | 2026-04-16 | 2027-12-31
Sigenergy Technology Co Ltd | Sigenergy | Sigen Energy Storage System | SigenStor-8S-EV25-40.22 (AS4777-2 2020) | 40.22 | 40 | 2026-04-16 | 2027-12-31
Sigenergy Technology Co Ltd | Sigenergy | Sigen Energy Storage System | SigenStor-8S-EV25-40.56 (AS4777-2 2020) | 40.56 | 40.3 | 2026-04-16 | 2027-12-31
Sigenergy Technology Co Ltd | Sigenergy | Sigen Energy Storage System | SigenStor-8S-EV25-41.2 (AS4777-2 2020) | 41.2 | 41 | 2026-04-16 | 2027-12-31
Sigenergy Technology Co Ltd | Sigenergy | Sigen Energy Storage System | SigenStor-8S-EV25-41.28 (AS4777-2 2020) | 41.28 | 41 | 2026-04-16 | 2027-12-31
Sigenergy Technology Co Ltd | Sigenergy | Sigen Energy Storage System | SigenStor-8S-EV25-41.54 (AS4777-2 2020) | 41.54 | 41.3 | 2026-04-16 | 2027-12-31
Sigenergy Technology Co Ltd | Sigenergy | Sigen Energy Storage System | SigenStor-8S-EV25-42.18 (AS4777-2 2020) | 42.18 | 42 | 2026-04-16 | 2027-12-31
Sigenergy Technology Co Ltd | Sigenergy | Sigen Energy Storage System | SigenStor-8S-EV25-42.26 (AS4777-2 2020) | 42.26 | 42 | 2026-04-16 | 2027-12-31
Sigenergy Technology Co Ltd | Sigenergy | Sigen Energy Storage System | SigenStor-8S-EV25-43.24 (AS4777-2 2020) | 43.24 | 43 | 2026-04-16 | 2027-12-31
Sigenergy Technology Co Ltd | Sigenergy | Sigen Energy Storage System | SigenStor-8S-EV25-44.22 (AS4777-2 2020) | 44.22 | 44 | 2026-04-16 | 2027-12-31
Sigenergy Technology Co Ltd | Sigenergy | Sigen Energy Storage System | SigenStor-8S-EV25-45.2 (AS4777-2 2020) | 45.2 | 45 | 2026-04-16 | 2027-12-31
Sigenergy Technology Co Ltd | Sigenergy | Sigen Energy Storage System | SigenStor-8S-EV25-6.02 (AS4777-2 2020) | 6.02 | 6 | 2026-04-16 | 2027-12-31
Sigenergy Technology Co Ltd | Sigenergy | Sigen Energy Storage System | SigenStor-8S-EV25-9.04 (AS4777-2 2020) | 9.04 | 9 | 2026-04-16 | 2027-12-31
SKY ENERGY INVESTMENTS PTY LTD | SkyVolt | SkyVolt S | HV-16-S | 15.97 | 14.37 | 2026-05-14 | 2027-12-31
SKY ENERGY INVESTMENTS PTY LTD | SkyVolt | SkyVolt S | HV-21-S | 21.29 | 19.16 | 2026-05-14 | 2027-12-31
SKY ENERGY INVESTMENTS PTY LTD | SkyVolt | SkyVolt S | HV-26-S | 26.62 | 23.95 | 2026-05-14 | 2027-12-31
SKY ENERGY INVESTMENTS PTY LTD | SkyVolt | SkyVolt S | HV-32-S | 31.94 | 28.74 | 2026-05-14 | 2027-12-31
SKY ENERGY INVESTMENTS PTY LTD | SkyVolt | SkyVolt S | HV-37-S | 37.27 | 33.54 | 2026-05-14 | 2027-12-31
SKY ENERGY INVESTMENTS PTY LTD | SkyVolt | SkyVolt HV | HV-39-R | 38.88 | 34.99 | 2026-08-13 | 2027-12-31
SKY ENERGY INVESTMENTS PTY LTD | SkyVolt | SkyVolt HV | HV-46-R | 46.66 | 41.99 | 2026-08-13 | 2027-12-31
SKY ENERGY INVESTMENTS PTY LTD | SkyVolt | SkyVolt HV | HV-54-R | 54.43 | 48.99 | 2026-08-13 | 2027-12-31
SKY ENERGY INVESTMENTS PTY LTD | SkyVolt | SkyVolt HV | HV-62-R | 62.21 | 55.99 | 2026-08-13 | 2027-12-31
SKY ENERGY INVESTMENTS PTY LTD | SkyVolt | SkyVolt HV | HV-70-R | 69.98 | 62.98 | 2026-08-13 | 2027-12-31
SKY ENERGY INVESTMENTS PTY LTD | SkyVolt | SkyVolt HV | HV-78-R | 77.76 | 69.98 | 2026-08-13 | 2027-12-31
SKY ENERGY INVESTMENTS PTY LTD | SkyVolt | SkyVolt HV | HV-86-R | 85.5 | 76.95 | 2026-08-13 | 2027-12-31
SKY ENERGY INVESTMENTS PTY LTD | SkyVolt | SkyVolt HV | HV-93-R | 93.3 | 83.97 | 2026-08-13 | 2027-12-31
SMA Solar Technology AG | SMA | SMA Home Storage | HS-BM-3.28-10 | 3.28 | 3.28 | 2025-07-31 | 2027-12-31
Smart Lifestyle Australia Pty Ltd | Smart Lifestyle | SLA ESS | SLA-ESS-S1-10kWh | 10.2 | 9.2 | 2024-10-22 | 2026-06-17
Smart Lifestyle Australia Pty Ltd | Smart Lifestyle | SLA ESS | SLA-ESS-S1-15kWh | 15.3 | 13.77 | 2024-10-22 | 2026-06-17
Smart Lifestyle Australia Pty Ltd | Smart Lifestyle | SLA ESS | SLA-ESS-S1-20kWh | 20.4 | 18.36 | 2024-10-22 | 2026-06-17
Smart Lifestyle Australia Pty Ltd | Smart Lifestyle | SLA ESS | SLA-ESS-S1-30kWh | 30.6 | 27.54 | 2024-10-22 | 2026-06-17
Smart Lifestyle Australia Pty Ltd | Smart Lifestyle | SLA ESS | SLA-ESS-S1-5kWh | 5.1 | 4.6 | 2024-10-22 | 2026-06-17
SofarSolar Ausco Pty Ltd | AMASSTORE | GTX5000-PRO | GTX5000-PRO | 5.12 | 4.6 | 2022-08-26 | 2025-08-26
Solar Bos Pty Ltd | EVEREADY | Energy Vault | AS1-3KS-10.2 (AS4777-2 2020) | 10.24 | 9.22 | 2022-02-08 | 2026-01-22
Solar Bos Pty Ltd | EVEREADY | Energy Vault | AS1-3KS-15.3 (AS4777-2 2020) | 15.36 | 13.82 | 2022-02-08 | 2026-01-22
Solar Bos Pty Ltd | EVEREADY | Energy Vault | AS1-3KS-20.4 (AS4777-2 2020) | 20.48 | 18.43 | 2022-02-08 | 2026-01-22
Solar Bos Pty Ltd | EVEREADY | Energy Vault | AS1-3KS-5.1 (AS4777-2 2020) | 5.12 | 4.61 | 2022-02-08 | 2026-01-22
Solar Bos Pty Ltd | AMBRION | AS3 | AS3-10K-T-W-P10-AUS (AS4777-2 2020) | 52 | 50 | 2026-06-19 | 2027-12-31
Solar Bos Pty Ltd | AMBRION | AS3 | AS3-10K-T-W-P2-AUS (AS4777-2 2020) | 10.4 | 10 | 2026-06-19 | 2027-12-31
Solar Bos Pty Ltd | AMBRION | AS3 | AS3-10K-T-W-P4-AUS (AS4777-2 2020) | 20.8 | 20 | 2026-06-19 | 2027-12-31
Solar Bos Pty Ltd | AMBRION | AS3 | AS3-10K-T-W-P6-AUS (AS4777-2 2020) | 31.2 | 30 | 2026-06-19 | 2027-12-31
Solar Bos Pty Ltd | AMBRION | AS3 | AS3-10K-T-W-P8-AUS (AS4777-2 2020) | 41.6 | 40 | 2026-06-19 | 2027-12-31
Solar Bos Pty Ltd | AMBRION | AS3 | AS3-12K-T-W-P10-AUS (AS4777-2 2020) | 52 | 50 | 2026-06-19 | 2027-12-31
Solar Bos Pty Ltd | AMBRION | AS3 | AS3-12K-T-W-P2-AUS (AS4777-2 2020) | 10.4 | 10 | 2026-06-19 | 2027-12-31
Solar Bos Pty Ltd | AMBRION | AS3 | AS3-12K-T-W-P4-AUS (AS4777-2 2020) | 20.8 | 20 | 2026-06-19 | 2027-12-31
Solar Bos Pty Ltd | AMBRION | AS3 | AS3-12K-T-W-P6-AUS (AS4777-2 2020) | 31.2 | 30 | 2026-06-19 | 2027-12-31
Solar Bos Pty Ltd | AMBRION | AS3 | AS3-12K-T-W-P8-AUS (AS4777-2 2020) | 41.6 | 40 | 2026-06-19 | 2027-12-31
Solar Bos Pty Ltd | AMBRION | AS3 | AS3-5K-S-W-P10-AUS (AS4777-2 2020) | 52 | 50 | 2026-06-19 | 2027-12-31
Solar Bos Pty Ltd | AMBRION | AS3 | AS3-5K-S-W-P2-AUS (AS4777-2 2020) | 10.4 | 10 | 2026-06-19 | 2027-12-31
Solar Bos Pty Ltd | AMBRION | AS3 | AS3-5K-S-W-P3-AUS (AS4777-2 2020) | 15.6 | 15 | 2026-06-19 | 2027-12-31
Solar Bos Pty Ltd | AMBRION | AS3 | AS3-5K-S-W-P4-AUS (AS4777-2 2020) | 20.8 | 20 | 2026-06-19 | 2027-12-31
Solar Bos Pty Ltd | AMBRION | AS3 | AS3-5K-S-W-P5-AUS (AS4777-2 2020) | 26 | 25 | 2026-06-19 | 2027-12-31
Solar Bos Pty Ltd | AMBRION | AS3 | AS3-5K-S-W-P6-AUS (AS4777-2 2020) | 31.2 | 30 | 2026-06-19 | 2027-12-31
Solar Bos Pty Ltd | AMBRION | AS3 | AS3-5K-S-W-P7-AUS (AS4777-2 2020) | 36.4 | 35 | 2026-06-19 | 2027-12-31
Solar Bos Pty Ltd | AMBRION | AS3 | AS3-5K-S-W-P8-AUS (AS4777-2 2020) | 41.6 | 40 | 2026-06-19 | 2027-12-31
Solar Bos Pty Ltd | AMBRION | AS3 | AS3-5K-T-W-P10-AUS (AS4777-2 2020) | 52 | 50 | 2026-06-19 | 2027-12-31
Solar Bos Pty Ltd | AMBRION | AS3 | AS3-5K-T-W-P2-AUS (AS4777-2 2020) | 10.4 | 10 | 2026-06-19 | 2027-12-31
Solar Bos Pty Ltd | AMBRION | AS3 | AS3-5K-T-W-P3-AUS (AS4777-2 2020) | 15.6 | 15 | 2026-06-19 | 2027-12-31
Solar Bos Pty Ltd | AMBRION | AS3 | AS3-5K-T-W-P4-AUS (AS4777-2 2020) | 20.8 | 20 | 2026-06-19 | 2027-12-31
Solar Bos Pty Ltd | AMBRION | AS3 | AS3-5K-T-W-P5-AUS (AS4777-2 2020) | 26 | 25 | 2026-06-19 | 2027-12-31
Solar Bos Pty Ltd | AMBRION | AS3 | AS3-5K-T-W-P6-AUS (AS4777-2 2020) | 31.2 | 30 | 2026-06-19 | 2027-12-31
Solar Bos Pty Ltd | AMBRION | AS3 | AS3-5K-T-W-P7-AUS (AS4777-2 2020) | 36.4 | 35 | 2026-06-19 | 2027-12-31
Solar Bos Pty Ltd | AMBRION | AS3 | AS3-5K-T-W-P8-AUS (AS4777-2 2020) | 41.6 | 40 | 2026-06-19 | 2027-12-31
Solar Bos Pty Ltd | EVERREADY | Energy Vault | B1-5.1-48 | 5.12 | 4.6 | 2022-02-08 | 2026-02-06
Solar Bos Pty Ltd | Ambrion | B2 | B2-5.0-HV1 | 5 | 4.75 | 2025-03-04 | 2027-12-31
Solar Bos Pty Ltd | Ambrion | RAYBOX HS2 | HS2-10K-T2-2 4G (AS4777-2 2020) | 10 | 9.5 | 2025-03-04 | 2027-12-31
Solar Bos Pty Ltd | Ambrion | RAYBOX HS2 | HS2-10K-T2-3 4G (AS4777-2 2020) | 15 | 14.25 | 2025-03-04 | 2027-12-31
Solar Bos Pty Ltd | Ambrion | RAYBOX HS2 | HS2-10K-T2-4 4G (AS4777-2 2020) | 20 | 19 | 2025-03-04 | 2027-12-31
Solar Bos Pty Ltd | AMBRION | HS2 | HS2-3K-S2-1 4G (AS4777-2 2020) | 5 | 4.75 | 2023-10-30 | 2027-04-30
Solar Bos Pty Ltd | AMBRION | HS2 | HS2-3K-S2-2 4G (AS4777-2 2020) | 10 | 9.5 | 2023-10-30 | 2027-04-30
Solar Bos Pty Ltd | AMBRION | HS2 | HS2-5K-S2-1 4G (AS4777-2 2020) | 5 | 4.75 | 2023-10-30 | 2027-04-30
Solar Bos Pty Ltd | AMBRION | HS2 | HS2-5K-S2-2 4G (AS4777-2 2020) | 10 | 9.5 | 2023-10-30 | 2027-04-30
Solar Bos Pty Ltd | AMBRION | HS2 | HS2-5K-S2-3 4G (AS4777-2 2020) | 15 | 14.25 | 2023-10-30 | 2027-04-30
Solar Bos Pty Ltd | AMBRION | HS2 | HS2-5K-S2-4 4G (AS4777-2 2020) | 20 | 19 | 2023-10-30 | 2027-04-30
Solar Bos Pty Ltd | Ambrion | RAYBOX HS2 | HS2-5K-T2-2 4G (AS4777-2 2020) | 10 | 9.5 | 2025-03-04 | 2027-12-31
Solar Bos Pty Ltd | Ambrion | RAYBOX HS2 | HS2-5K-T2-3 4G (AS4777-2 2020) | 15 | 14.25 | 2025-03-04 | 2027-12-31
Solar Bos Pty Ltd | Ambrion | RAYBOX HS2 | HS2-5K-T2-4 4G (AS4777-2 2020) | 20 | 19 | 2025-03-04 | 2027-12-31
Solar Bos Pty Ltd | AMBRION | HS2 | HS2-6K-S2-1 4G (AS4777-2 2020) | 5 | 4.75 | 2023-10-30 | 2027-04-30
Solar Bos Pty Ltd | AMBRION | HS2 | HS2-6K-S2-2 4G (AS4777-2 2020) | 10 | 9.5 | 2023-10-30 | 2027-04-30
Solar Bos Pty Ltd | AMBRION | HS2 | HS2-6K-S2-3 4G (AS4777-2 2020) | 15 | 14.25 | 2023-10-30 | 2027-04-30
Solar Bos Pty Ltd | AMBRION | HS2 | HS2-6K-S2-4 4G (AS4777-2 2020) | 20 | 19 | 2023-10-30 | 2027-04-30
Solar Bos Pty Ltd | Ambrion | RAYBOX HS2 | HS2-8K-T2-2 4G (AS4777-2 2020) | 10 | 9.5 | 2025-03-04 | 2027-12-31
Solar Bos Pty Ltd | Ambrion | RAYBOX HS2 | HS2-8K-T2-3 4G (AS4777-2 2020) | 15 | 14.25 | 2025-03-04 | 2027-12-31
Solar Bos Pty Ltd | Ambrion | RAYBOX HS2 | HS2-8K-T2-4 4G (AS4777-2 2020) | 20 | 19 | 2025-03-04 | 2027-12-31
Solar Bos Pty Ltd | AMBRION | HS3 | HS3-5K-S2-W-P10-AUS (AS4777-2 2020) | 52 | 50 | 2026-06-19 | 2027-12-31
Solar Bos Pty Ltd | AMBRION | HS3 | HS3-5K-S2-W-P2-AUS (AS4777-2 2020) | 10.4 | 10 | 2026-06-19 | 2027-12-31
Solar Bos Pty Ltd | AMBRION | HS3 | HS3-5K-S2-W-P3-AUS (AS4777-2 2020) | 15.6 | 15 | 2026-06-19 | 2027-12-31
Solar Bos Pty Ltd | AMBRION | HS3 | HS3-5K-S2-W-P4-AUS (AS4777-2 2020) | 20.8 | 20 | 2026-06-19 | 2027-12-31
Solar Bos Pty Ltd | AMBRION | HS3 | HS3-5K-S2-W-P5-AUS (AS4777-2 2020) | 26 | 25 | 2026-06-19 | 2027-12-31
Solar Bos Pty Ltd | AMBRION | HS3 | HS3-5K-S2-W-P6-AUS (AS4777-2 2020) | 31.2 | 30 | 2026-06-19 | 2027-12-31
Solar Bos Pty Ltd | AMBRION | HS3 | HS3-5K-S2-W-P8-AUS (AS4777-2 2020) | 41.6 | 40 | 2026-06-19 | 2027-12-31
Solar Bos Pty Ltd | AMBRION | HS3 | HS3-6K-S2-W-P10-AUS (AS4777-2 2020) | 52 | 50 | 2026-06-19 | 2027-12-31
Solar Bos Pty Ltd | AMBRION | HS3 | HS3-6K-S2-W-P2-AUS (AS4777-2 2020) | 10.4 | 10 | 2026-06-19 | 2027-12-31
Solar Bos Pty Ltd | AMBRION | HS3 | HS3-6K-S2-W-P3-AUS (AS4777-2 2020) | 15.6 | 15 | 2026-06-19 | 2027-12-31
Solar Bos Pty Ltd | AMBRION | HS3 | HS3-6K-S2-W-P4-AUS (AS4777-2 2020) | 20.8 | 20 | 2026-06-19 | 2027-12-31
Solar Bos Pty Ltd | AMBRION | HS3 | HS3-6K-S2-W-P5-AUS (AS4777-2 2020) | 26 | 25 | 2026-06-19 | 2027-12-31
Solar Bos Pty Ltd | AMBRION | HS3 | HS3-6K-S2-W-P6-AUS (AS4777-2 2020) | 31.2 | 30 | 2026-06-19 | 2027-12-31
Solar Bos Pty Ltd | AMBRION | HS3 | HS3-6K-S2-W-P8-AUS (AS4777-2 2020) | 41.6 | 40 | 2026-06-19 | 2027-12-31
SolarEdge Technologies Ltd | SolarEdge | SolarEdge Home Battery 48V | BAT-05K48 | 5.12 | 4.85 | 2025-11-20 | 2027-12-31
SolarEdge Technologies Ltd | SolarEdge | solaredge | BAT-10K1P | 9.7 | 9.7 | 2024-12-20 | 2027-12-20
SolarEdge Technologies Ltd | SolarEdge | SolarEdge CSS–OD | CSS-OU-090 | 89.6 | 85.12 | 2026-08-21 | 2027-12-31
SolaX Power Network Technology (Zhe jiang) Co Ltd | SolaX | Triple Power T-BAT H | T-BAT H 11.5 V2 | 11.5 | 10.4 | 2023-02-09 | 2026-10-22
SolaX Power Network Technology (Zhe jiang) Co Ltd | SolaX | Triple Power | T-BAT H 12.0 V2 | 12.3 | 11 | 2023-07-21 | 2027-01-19
SolaX Power Network Technology (Zhe jiang) Co Ltd | SolaX | Triple Power T-BAT H | T-BAT H 17.3 V2 | 17.3 | 15.5 | 2023-02-09 | 2026-10-22
SolaX Power Network Technology (Zhe jiang) Co Ltd | SolaX | Triple Power T-BAT H | T-BAT H 23 V2 | 23 | 20.7 | 2023-02-09 | 2026-10-22
SolaX Power Network Technology (Zhe jiang) Co Ltd | SolaX | Triple Power | T-BAT H 3.0 V2 | 3.1 | 2.8 | 2023-07-21 | 2027-01-19
SolaX Power Network Technology (Zhe jiang) Co Ltd | SolaX | Triple Power T-BAT H | T-BAT H 5.8 V2 | 5.8 | 5.1 | 2023-02-09 | 2026-10-22
SolaX Power Network Technology (Zhe jiang) Co Ltd | SolaX | Triple Power | T-BAT H 6.0 V2 | 6.1 | 5.5 | 2023-07-21 | 2027-01-19
SolaX Power Network Technology (Zhe jiang) Co Ltd | SolaX | Triple Power | T-BAT H 9.0 V2 | 9.2 | 8.3 | 2023-07-21 | 2027-01-19
SolaX Power Network Technology (Zhe jiang) Co Ltd | SolaX | T-BAT HS50E | T-BAT HS 10 | 10.2 | 9.2 | 2024-09-12 | 2027-09-12
SolaX Power Network Technology (Zhe jiang) Co Ltd | SolaX | T-BAT HS50E | T-BAT HS 15 | 15.3 | 13.8 | 2024-09-12 | 2027-09-12
SolaX Power Network Technology (Zhe jiang) Co Ltd | SolaX | T-BAT HS50E | T-BAT HS 20 | 20.4 | 18.4 | 2024-09-12 | 2027-09-12
SolaX Power Network Technology (Zhe jiang) Co Ltd | SolaX | T-BAT HS50E | T-BAT HS 25 | 25.6 | 23 | 2024-09-12 | 2027-09-12
SolaX Power Network Technology (Zhe jiang) Co Ltd | SolaX | T-BAT HS50E | T-BAT HS 30 | 30.7 | 27.6 | 2024-09-12 | 2027-09-12
SolaX Power Network Technology (Zhe jiang) Co Ltd | SolaX | T-BAT HS50E | T-BAT HS 5 | 5.1 | 4.6 | 2024-09-12 | 2027-09-12
SolaX Power Network Technology (Zhe jiang) Co Ltd | SOLAX POWER | T-BAT-SYS-HV-S3.6 | T-BAT HS10.8 | 11 | 9.9 | 2023-09-08 | 2026-11-22
SolaX Power Network Technology (Zhe jiang) Co Ltd | SOLAX POWER | T-BAT-SYS-HV-S3.6 | T-BAT HS14.4 | 14.75 | 13.3 | 2023-09-08 | 2026-11-22
SolaX Power Network Technology (Zhe jiang) Co Ltd | SOLAX POWER | T-BAT-SYS-HV-S3.6 | T-BAT HS18.0 | 18.4 | 16.5 | 2023-09-08 | 2026-11-22
SolaX Power Network Technology (Zhe jiang) Co Ltd | SOLAX POWER | T-BAT-SYS-HV-S3.6 | T-BAT HS21.6 | 22.1 | 19.8 | 2023-09-08 | 2026-11-22
SolaX Power Network Technology (Zhe jiang) Co Ltd | SOLAX POWER | T-BAT-SYS-HV-S3.6 | T-BAT HS25.2 | 25.8 | 23.2 | 2023-09-08 | 2026-11-22
SolaX Power Network Technology (Zhe jiang) Co Ltd | SOLAX POWER | T-BAT-SYS-HV-S3.6 | T-BAT HS28.8 | 29.4 | 26.4 | 2023-09-08 | 2026-11-22
SolaX Power Network Technology (Zhe jiang) Co Ltd | SOLAX POWER | T-BAT-SYS-HV-S3.6 | T-BAT HS32.4 | 33.1 | 29.7 | 2023-09-08 | 2026-11-22
SolaX Power Network Technology (Zhe jiang) Co Ltd | SOLAX POWER | T-BAT-SYS-HV-S3.6 | T-BAT HS36.0 | 36.8 | 33.1 | 2023-09-08 | 2026-11-22
SolaX Power Network Technology (Zhe jiang) Co Ltd | SOLAX POWER | T-BAT-SYS-HV-S3.6 | T-BAT HS39.6 | 40.5 | 36.4 | 2023-09-08 | 2026-11-22
SolaX Power Network Technology (Zhe jiang) Co Ltd | SOLAX POWER | T-BAT-SYS-HV-S3.6 | T-BAT HS43.2 | 44.2 | 39.7 | 2023-09-08 | 2026-11-22
SolaX Power Network Technology (Zhe jiang) Co Ltd | SOLAX POWER | T-BAT-SYS-HV-S3.6 | T-BAT HS46.8 | 47.9 | 43.1 | 2023-09-08 | 2026-11-22
SolaX Power Network Technology (Zhe jiang) Co Ltd | SOLAX POWER | T-BAT-SYS-HV-S3.6 | T-BAT HS7.2 | 7.3 | 6.5 | 2023-09-08 | 2026-11-22
SolaX Power Network Technology (Zhejiang) Co Ltd | SolaX Power | NA | AELIO-B100-AU | 100 | 90 | 2026-01-08 | 2027-12-31
SolaX Power Network Technology (Zhejiang) Co Ltd | SolaX Power | TSYS-HS51 | T-HS10.2 | 10.2 | 10.2 | 2025-08-26 | 2027-12-31
SolaX Power Network Technology (Zhejiang) Co Ltd | SolaX Power | TSYS-HS51 | T-HS15.3 | 15.3 | 15.3 | 2025-08-26 | 2027-12-31
SolaX Power Network Technology (Zhejiang) Co Ltd | SolaX Power | TSYS-HS51 | T-HS20.4 | 20.4 | 20.4 | 2025-08-26 | 2027-12-31
SolaX Power Network Technology (Zhejiang) Co Ltd | SolaX Power | TSYS-HS51 | T-HS25.6 | 25.6 | 25.6 | 2025-08-26 | 2027-12-31
SolaX Power Network Technology (Zhejiang) Co Ltd | SolaX Power | TSYS-HS51 | T-HS30.7 | 30.7 | 30.7 | 2025-08-26 | 2027-12-31
SolaX Power Network Technology (Zhejiang) Co Ltd | SolaX Power | TSYS-HS51 | T-HS35.8 | 35.8 | 35.8 | 2025-08-26 | 2027-12-31
SolaX Power Network Technology (Zhejiang) Co Ltd | SolaX Power | TSYS-HS51 | T-HS40.9 | 40.9 | 40.9 | 2025-08-26 | 2027-12-31
SolaX Power Network Technology (Zhejiang) Co Ltd | SolaX Power | TSYS-HS51 | T-HS46.0 | 46 | 46 | 2025-08-26 | 2027-12-31
SolaX Power Network Technology (Zhejiang) Co Ltd | SolaX Power | TSYS-HS51 | T-HS51.2 | 51.2 | 51.2 | 2025-08-26 | 2027-12-31
SolaX Power Network Technology (Zhejiang) Co Ltd | SolaX Power | TSYS-HS51 | T-HS56.3 | 56.3 | 56.3 | 2025-08-26 | 2027-12-31
SolaX Power Network Technology (Zhejiang) Co Ltd | SolaX Power | TSYS-HS51 | T-HS61.4 | 61.4 | 61.4 | 2025-08-26 | 2027-12-31
SolaX Power Network Technology (Zhejiang) Co Ltd | SolaX Power | TSYS-HS51 | T-HS66.5 | 66.5 | 66.5 | 2025-08-26 | 2027-12-31
Soltaro Pty Ltd ATF Soltaro Unit Trust | Soltaro | AIO2 | AIO2-BTLV-10KWH | 10 | 9 | 2024-10-28 | 2027-10-28
Soltaro Pty Ltd ATF Soltaro Unit Trust | Soltaro | AIO2 | AIO2-BTLV-5KWH | 5 | 4.5 | 2024-10-28 | 2027-10-28
SONNEN AUSTRALIA PTY LIMITED | sonnen | sonnenBatterie Hybrid | sonnenBatterie Hybrid 9.53/10 (AS4777-2 2020) | 10 | 9 | 2022-08-12 | 2025-08-12
SONNEN AUSTRALIA PTY LIMITED | sonnen | sonnenBatterie Hybrid | sonnenBatterie Hybrid 9.53/10 + sonnenProtect (AS4777-2 2020) | 10 | 9 | 2022-08-12 | 2025-08-12
SONNEN AUSTRALIA PTY LIMITED | sonnen | sonnenBatterie Hybrid | sonnenBatterie Hybrid 9.53/12.5 (AS4777-2 2020) | 12.5 | 11.25 | 2022-08-12 | 2025-08-12
SONNEN AUSTRALIA PTY LIMITED | sonnen | sonnenBatterie Hybrid | sonnenBatterie Hybrid 9.53/12.5 + sonnenProtect (AS4777-2 2020) | 12.5 | 11.25 | 2022-08-12 | 2025-08-12
SONNEN AUSTRALIA PTY LIMITED | sonnen | sonnenBatterie Hybrid | sonnenBatterie Hybrid 9.53/15 (AS4777-2 2020) | 15 | 13.5 | 2022-08-12 | 2025-08-12
SONNEN AUSTRALIA PTY LIMITED | sonnen | sonnenBatterie Hybrid | sonnenBatterie Hybrid 9.53/15 + sonnenProtect (AS4777-2 2020) | 15 | 13.5 | 2022-08-12 | 2025-08-12
SONNEN AUSTRALIA PTY LIMITED | sonnen | sonnenBatterie Hybrid | sonnenBatterie Hybrid 9.53/2.5 (AS4777-2 2020) | 2.5 | 2.25 | 2022-08-12 | 2025-08-12
SONNEN AUSTRALIA PTY LIMITED | sonnen | sonnenBatterie Hybrid | sonnenBatterie Hybrid 9.53/2.5 + sonnenProtect (AS4777-2 2020) | 2.5 | 2.25 | 2022-08-12 | 2025-08-12
SONNEN AUSTRALIA PTY LIMITED | sonnen | sonnenBatterie Hybrid | sonnenBatterie Hybrid 9.53/5 (AS4777-2 2020) | 5 | 4.5 | 2022-08-12 | 2025-08-12
SONNEN AUSTRALIA PTY LIMITED | sonnen | sonnenBatterie Hybrid | sonnenBatterie Hybrid 9.53/5 + sonnenProtect (AS4777-2 2020) | 5 | 4.5 | 2022-08-12 | 2025-08-12
SONNEN AUSTRALIA PTY LIMITED | sonnen | sonnenBatterie Hybrid | sonnenBatterie Hybrid 9.53/7.5 (AS4777-2 2020) | 7.5 | 6.75 | 2022-08-12 | 2025-08-12
SONNEN AUSTRALIA PTY LIMITED | sonnen | sonnenBatterie Hybrid | sonnenBatterie Hybrid 9.53/7.5 + sonnenProtect (AS4777-2 2020) | 7.5 | 6.75 | 2022-08-12 | 2025-08-12
SRNE Solar Co Ltd | SRNE | SR | SR-EOS10B | 10.24 | 9.83 | 2024-09-09 | 2027-09-09
Sungrow Power Supply Co Ltd | SUNGROW | SBH | SBH100 | 10 | 10 | 2024-01-04 | 2027-01-04
Sungrow Power Supply Co Ltd | SUNGROW | SBH | SBH150 | 15 | 15 | 2024-01-04 | 2027-01-04
Sungrow Power Supply Co Ltd | SUNGROW | SBH | SBH200 | 20 | 20 | 2024-01-04 | 2027-01-04
Sungrow Power Supply Co Ltd | SUNGROW | SBH | SBH250 | 25 | 25 | 2024-01-04 | 2027-01-04
Sungrow Power Supply Co Ltd | SUNGROW | SBH | SBH300 | 30 | 30 | 2024-01-04 | 2027-01-04
Sungrow Power Supply Co Ltd | SUNGROW | SBH | SBH350 | 35 | 35 | 2024-01-04 | 2027-01-04
Sungrow Power Supply Co Ltd | SUNGROW | SBH | SBH400 | 40 | 40 | 2024-01-04 | 2027-01-04
Sungrow Power Supply Co Ltd | SUNGROW | SBR | SBR064 | 6.4 | 6.4 | 2023-08-02 | 2026-11-30
Sungrow Power Supply Co Ltd | SUNGROW | SBR | SBR096 | 9.6 | 9.6 | 2023-08-02 | 2026-11-30
Sungrow Power Supply Co Ltd | SUNGROW | SBR | SBR128 | 12.8 | 12.8 | 2023-08-02 | 2026-11-30
Sungrow Power Supply Co Ltd | SUNGROW | SBR | SBR160 | 16 | 16 | 2023-08-02 | 2026-11-30
Sungrow Power Supply Co Ltd | SUNGROW | SBR | SBR192 | 19.2 | 19.2 | 2023-08-02 | 2026-11-30
Sungrow Power Supply Co Ltd | SUNGROW | SBR | SBR224 | 22.4 | 22.4 | 2023-08-02 | 2026-11-30
Sungrow Power Supply Co Ltd | SUNGROW | SBR | SBR256 | 25.6 | 25.6 | 2023-08-02 | 2026-11-30
Sungrow Power Supply Co Ltd | SUNGROW | ST050-250CF | ST050CF | 49.9 | 49.9 | 2026-03-07 | 2027-12-31
Sungrow Power Supply Co Ltd | SUNGROW | ST050-250CF | ST100CF | 99.8 | 99.8 | 2026-03-07 | 2027-12-31
SUNSYNK LIMITED | SUNSYNK | High Voltage | SUNSYNK-G15 | 15.36 | 13.82 | 2024-07-08 | 2027-07-08
SUNSYNK LIMITED | SUNSYNK | High Voltage | SUNSYNK-G20 | 20.48 | 18.43 | 2024-07-08 | 2027-07-08
SUNSYNK LIMITED | SUNSYNK | High Voltage | SUNSYNK-G25 | 25.6 | 23.04 | 2024-07-08 | 2027-07-08
SUNSYNK LIMITED | SUNSYNK | High Voltage | SUNSYNK-G30 | 30.72 | 27.64 | 2024-07-08 | 2027-07-08
SUNSYNK LIMITED | SUNSYNK | High Voltage | SUNSYNK-G35 | 35.84 | 32.25 | 2024-07-08 | 2027-07-08
SUNSYNK LIMITED | SUNSYNK | High Voltage | SUNSYNK-G40 | 40.96 | 36.86 | 2024-07-08 | 2027-07-08
SUNSYNK LIMITED | SUNSYNK | High Voltage | SUNSYNK-G45 | 46.08 | 41.47 | 2024-07-08 | 2027-07-08
SUNSYNK LIMITED | SUNSYNK | High Voltage | SUNSYNK-G50 | 51.2 | 46.08 | 2024-07-08 | 2027-07-08
SUNSYNK LIMITED | SUNSYNK | High Voltage | SUNSYNK-G55 | 56.32 | 50.68 | 2024-07-08 | 2027-07-08
SUNSYNK LIMITED | SUNSYNK | High Voltage | SUNSYNK-G60 | 61.44 | 55.29 | 2024-07-08 | 2027-07-08
SUNSYNK LIMITED | SUNSYNK | NA | SUNSYNK-L5.3 | 5.32 | 4.79 | 2026-01-05 | 2027-12-31
SUPER START BATTERIES PTY LTD | FUSION ESS ENERGY STORAGE | Fusion ESS | FES-512 | 5.12 | 5.12 | 2025-12-08 | 2027-12-31
Suzhou Bytewatt Technology Co Ltd | NEOVOLT | BW-BAT | BW-BAT-10.1P | 10.1 | 9.6 | 2023-03-07 | 2026-06-05
Suzhou Bytewatt Technology Co Ltd | NEOVOLT | BW-BAT | BW-BAT-10.1P II | 20.2 | 19.2 | 2023-03-07 | 2026-06-05
Suzhou Bytewatt Technology Co Ltd | NEOVOLT | BW-BAT | BW-BAT-10.1P III | 30.3 | 28.8 | 2023-03-07 | 2026-06-05
Suzhou Bytewatt Technology Co Ltd | NEOVOLT | BW-BAT | BW-BAT-10.1P IV | 40.4 | 38.4 | 2023-03-07 | 2026-06-05
Suzhou Bytewatt Technology Co Ltd | NEOVOLT | BW-BAT | BW-BAT-10.1P V | 50.5 | 48 | 2023-03-07 | 2026-06-05
Suzhou Bytewatt Technology Co Ltd | NEOVOLT | BW-BAT | BW-BAT-10.1P VI | 60.6 | 57.6 | 2023-03-07 | 2026-06-05
Suzhou Hengge Energy Technology Co Ltd | HGNESS | HG-C&I-HV | HG-C&I-HV10-50 | 51.2 | 51.2 | 2026-02-04 | 2027-12-31
Suzhou Hengge Energy Technology Co Ltd | HGNESS | HG-C&I-HV | HG-C&I-HV11-55 | 56.32 | 56.32 | 2026-02-04 | 2027-12-31
Suzhou Hengge Energy Technology Co Ltd | HGNESS | HG-C&I-HV | HG-C&I-HV12-60 | 61.44 | 61.44 | 2026-02-04 | 2027-12-31
Suzhou Hengge Energy Technology Co Ltd | HGNESS | HG-C&I-HV | HG-C&I-HV3-15 | 15.36 | 15.36 | 2026-02-04 | 2027-12-31
Suzhou Hengge Energy Technology Co Ltd | HGNESS | HG-C&I-HV | HG-C&I-HV4-20 | 20.48 | 20.48 | 2026-02-04 | 2027-12-31
Suzhou Hengge Energy Technology Co Ltd | HGNESS | HG-C&I-HV | HG-C&I-HV5-25 | 25.6 | 25.6 | 2026-02-04 | 2027-12-31
Suzhou Hengge Energy Technology Co Ltd | HGNESS | HG-C&I-HV | HG-C&I-HV6-30 | 30.72 | 30.72 | 2026-02-04 | 2027-12-31
Suzhou Hengge Energy Technology Co Ltd | HGNESS | HG-C&I-HV | HG-C&I-HV7-35 | 35.84 | 35.84 | 2026-02-04 | 2027-12-31
Suzhou Hengge Energy Technology Co Ltd | HGNESS | HG-C&I-HV | HG-C&I-HV8-40 | 40.96 | 40.96 | 2026-02-04 | 2027-12-31
Suzhou Hengge Energy Technology Co Ltd | HGNESS | HG-C&I-HV | HG-C&I-HV9-45 | 46.08 | 46.08 | 2026-02-04 | 2027-12-31
Suzhou RCT Power Energy Technology Co., Ltd | RCT Power | Power Battery Stack 2.5 | Power Battery 10.0 | 10 | 9 | 2025-04-11 | 2027-12-31
Suzhou RCT Power Energy Technology Co., Ltd | RCT Power | Power Battery Stack 2.5 | Power Battery 12.5 | 12.5 | 11.25 | 2025-04-11 | 2027-12-31
Suzhou RCT Power Energy Technology Co., Ltd | RCT Power | Power Battery Stack 2.5 | Power Battery 15.0 | 15 | 13.5 | 2025-04-11 | 2027-12-31
Suzhou RCT Power Energy Technology Co., Ltd | RCT Power | Power Battery Stack 2.5 | Power Battery 5.0 | 5 | 4.5 | 2025-04-11 | 2027-12-31
Suzhou RCT Power Energy Technology Co., Ltd | RCT Power | Power Battery Stack 2.5 | Power Battery 7.5 | 7.5 | 6.75 | 2025-04-11 | 2027-12-31
Suzhou Stealth Energy Technology Co Ltd | Stealth Energy | SP-HEHV27 Series | SP-HE10227-H | 2.76 | 2.622 | 2023-04-15 | 2026-04-15
Suzhou Stealth Energy Technology Co Ltd | Stealth Energy | SP-HEHV27 Series | SP-HE20247-H | 5.53 | 5.254 | 2023-04-15 | 2026-04-15
Suzhou Stealth Energy Technology Co Ltd | Stealth Energy | SP-HEHV27 Series | SP-HE30727-H | 8.29 | 7.876 | 2023-04-15 | 2026-04-15
Suzhou Stealth Energy Technology Co Ltd | Stealth Energy | SP-HEHV27 Series | SP-HE40927-H | 11.05 | 10.498 | 2023-04-15 | 2026-04-15
Suzhou Stealth Energy Technology Co Ltd | Stealth Energy | SP-HEHV27 Series | SP-HE51227-P | 13.82 | 13.129 | 2023-04-15 | 2026-04-15
Suzhou Sumray Digital Energy Technology Co Ltd | SUMRAY | SR-LV10G | SR-LV10G-L1 | 9.84 | 9.25 | 2026-06-03 | 2027-12-31
Suzhou Sumray Digital Energy Technology Co Ltd | SUMRAY | SR-LV10G | SR-LV10G-L2 | 19.68 | 18.5 | 2026-06-03 | 2027-12-31
Suzhou Sumray Digital Energy Technology Co Ltd | SUMRAY | SR-LV10G | SR-LV10G-L3 | 29.52 | 27.74 | 2026-06-03 | 2027-12-31
Suzhou Sumray Digital Energy Technology Co Ltd | SUMRAY | SR-LV10G | SR-LV10G-L4 | 39.36 | 36.99 | 2026-06-03 | 2027-12-31
Suzhou Sumray Digital Energy Technology Co Ltd | SUMRAY | SR-LV10G | SR-LV10G-L5 | 49.2 | 46.24 | 2026-06-03 | 2027-12-31
Suzhou Sumray Digital Energy Technology Co Ltd | SUMRAY | SR-LV10G | SR-LV10G-L6 | 59.04 | 55.5 | 2026-06-03 | 2027-12-31
Suzhou Sumray Digital Energy Technology Co Ltd | SUMRAY | SR-LV14G | SR-LV14G-L1 | 13.92 | 13.92 | 2026-06-03 | 2027-12-31
Suzhou Sumray Digital Energy Technology Co Ltd | SUMRAY | SR-LV14G | SR-LV14G-L2 | 27.84 | 27.84 | 2026-06-03 | 2027-12-31
Suzhou Sumray Digital Energy Technology Co Ltd | SUMRAY | SR-LV14G | SR-LV14G-L3 | 41.76 | 41.76 | 2026-06-03 | 2027-12-31
Suzhou Sumray Digital Energy Technology Co Ltd | SUMRAY | SR-LV14G | SR-LV14G-L4 | 55.68 | 55.68 | 2026-06-03 | 2027-12-31
Suzhou T-Create Power Co Ltd | MG ENERGY | TC | TC B05 III | 5.222 | 5.118 | 2025-10-23 | 2027-12-31
SYL (NINGBO) BATTERY CO LTD | Risen | Risen Stack1 | SU48E24LM (AS4777-2 2020) | 48 | 48 | 2025-12-23 | 2027-12-31
SYL (NINGBO) BATTERY CO LTD | Risen | Risen Stack1 | SU60E30LM (AS4777-2 2020) | 60 | 60 | 2025-12-23 | 2027-12-31
SYL (NINGBO) BATTERY CO LTD | Risen | Risen Stack1 | SU72E36LM (AS4777-2 2020) | 72 | 72 | 2025-12-23 | 2027-12-31
SYL (NINGBO) BATTERY CO LTD | Risen | Risen Stack1 | SU84E42LM (AS4777-2 2020) | 84 | 84 | 2025-12-23 | 2027-12-31
SYL (NINGBO) BATTERY CO LTD | Risen | Risen Stack1 | SU96E48LM (AS4777-2 2020) | 96 | 96 | 2025-12-23 | 2027-12-31
Techplus Control System Pty LTD | GREENTEK | Greentek Graphene-LV | GRE-U-P4880-1 | 4.096 | 3.277 | 2022-12-13 | 2025-12-13
Tempo (Aust) Pty Ltd | AKAI Energy | AKE-XKW-HB | AKE-10KW-HB | 10.24 | 8.192 | 2022-12-09 | 2025-12-09
Tempo (Aust) Pty Ltd | AKAI Energy | AKE-XKW-HB | AKE-5KW-HB | 5.12 | 4.096 | 2022-12-09 | 2025-12-09
Tempo (Aust) Pty Ltd | AKAI Energy | AKE-XKW-LB3 | AKE-5KW-LB3 | 5.12 | 5.018 | 2025-12-02 | 2027-12-31
Tempo (Aust) Pty Ltd | Altius | AS-XKW-LB3 | AS-5KW-LB3 | 5.12 | 5.018 | 2025-12-02 | 2027-12-31
Tempo (Aust) Pty Ltd | SPHERE | SP-XKW-LB3 | SP-5KW-LB3 | 5.12 | 5.018 | 2025-12-02 | 2027-12-31
Tesla Inc | Tesla | 1707000-xx-y (Powerwall 3 with Backup Gateway 2) | 1707000-10 kVA (AS4777-2 2020) | 14.4 | 13.5 | 2024-10-17 | 2027-10-17
Tesla Inc | Tesla | Powerwall 3 and Expansions with Backup Gateway 2 | 1707000-10 kVA-13.5 (AS4777-2 2020) | 14.4 | 13.5 | 2025-08-19 | 2027-12-31
Tesla Inc | Tesla | Powerwall 3 and Expansions with Backup Gateway 2 | 1707000-10 kVA-27 (AS4777-2 2020) | 28.8 | 27 | 2025-08-19 | 2027-12-31
Tesla Inc | Tesla | Powerwall 3 and Expansions with Backup Gateway 2 | 1707000-10 kVA-40.5 (AS4777-2 2020) | 43.2 | 40.5 | 2025-08-19 | 2027-12-31
Tesla Inc | Tesla | Powerwall 3 and Expansions with Backup Gateway 2 | 1707000-10 kVA-54 (AS4777-2 2020) | 57.6 | 54 | 2025-08-19 | 2027-12-31
Tesla Inc | Tesla | 1707000-xx-y (Powerwall 3 with Backup Gateway 2) | 1707000-11.04 kVA (AS4777-2 2020) | 14.4 | 13.5 | 2024-10-17 | 2027-10-17
Tesla Inc | Tesla | Powerwall 3 and Expansions with Backup Gateway 2 | 1707000-11.04 kVA-13.5 (AS4777-2 2020) | 14.4 | 13.5 | 2025-08-19 | 2027-12-31
Tesla Inc | Tesla | Powerwall 3 and Expansions with Backup Gateway 2 | 1707000-11.04 kVA-27 (AS4777-2 2020) | 28.8 | 27 | 2025-08-19 | 2027-12-31
Tesla Inc | Tesla | Powerwall 3 and Expansions with Backup Gateway 2 | 1707000-11.04 kVA-40.5 (AS4777-2 2020) | 43.2 | 40.5 | 2025-08-19 | 2027-12-31
Tesla Inc | Tesla | Powerwall 3 and Expansions with Backup Gateway 2 | 1707000-11.04 kVA-54 (AS4777-2 2020) | 57.6 | 54 | 2025-08-19 | 2027-12-31
Tesla Inc | Tesla | 1707000-xx-y (Powerwall 3 with Backup Gateway 2) | 1707000-5 kVA (AS4777-2 2020) | 14.4 | 13.5 | 2024-10-17 | 2027-10-17
Tesla Inc | Tesla | Powerwall 3 and Expansions with Backup Gateway 2 | 1707000-5 kVA-13.5 (AS4777-2 2020) | 14.4 | 13.5 | 2025-08-19 | 2027-12-31
Tesla Inc | Tesla | Powerwall 3 and Expansions with Backup Gateway 2 | 1707000-5 kVA-27 (AS4777-2 2020) | 28.8 | 27 | 2025-08-19 | 2027-12-31
Tesla Inc | Tesla | Powerwall 3 and Expansions with Backup Gateway 2 | 1707000-5 kVA-40.5 (AS4777-2 2020) | 43.2 | 40.5 | 2025-08-19 | 2027-12-31
Tesla Inc | Tesla | Powerwall 3 and Expansions with Backup Gateway 2 | 1707000-5 kVA-54 (AS4777-2 2020) | 57.6 | 54 | 2025-08-19 | 2027-12-31
Tesla Inc | Tesla | Powerwall 3 AC with Backup Gateway 2 | 1707000-ACPW3-13.5 (AS4777-2 2020) | 14.4 | 13.5 | 2026-05-05 | 2027-12-31
Tesla Inc | Tesla | Powerwall 3 AC with Backup Gateway 2 | 1707000-ACPW3-27 (AS4777-2 2020) | 28.8 | 27 | 2026-05-05 | 2027-12-31
Tesla Inc | Tesla | Powerwall 3 AC with Backup Gateway 2 | 1707000-ACPW3-40.5 (AS4777-2 2020) | 43.2 | 40.5 | 2026-05-05 | 2027-12-31
Tesla Inc | Tesla | Powerwall 3 AC with Backup Gateway 2 | 1707000-ACPW3-54 (AS4777-2 2020) | 57.6 | 54 | 2026-05-05 | 2027-12-31
Tesla Inc | Tesla | Tesla Powerwall | AC Powerwall (AS4777-2 2020) | 14 | 13.5 | 2022-08-23 | 2025-08-23
Tracking & Tracing Pty Ltd trading as Business Battery Solutions | Business Battery Solutions | EnduraVolt | 22-01-600281 | 16 | 12.8 | 2025-09-02 | 2027-12-31
Wanbang Digital Energy Co Ltd | Star Charge | vBox | vBox-10 | 10.3 | 9.3 | 2025-05-30 | 2027-12-31
Wanbang Digital Energy Co Ltd | Star Charge | vBox | vBox-14 | 13.8 | 12.4 | 2025-05-30 | 2027-12-31
Wanbang Digital Energy Co Ltd | Star Charge | vBox | vBox-17 | 17.2 | 15.6 | 2025-05-30 | 2027-12-31
Wanbang Digital Energy Co Ltd | Star Charge | vBox | vBox-20 | 20.7 | 18.6 | 2025-05-30 | 2027-12-31
Wanbang Digital Energy Co Ltd | Star Charge | vBox | vBox-7 | 6.9 | 6.2 | 2025-05-30 | 2027-12-31
WeCo SRL | WECO | 16K0 | 16K0-LV-AU | 16 | 16 | 2026-05-21 | 2027-12-31
WeCo SRL | WECO | NA | 4K8T | 4.8 | 4.3 | 2023-01-30 | 2026-01-30
WeCo SRL | WECO | 5K0 PRO | 5K0 Pro VM050A | 5 | 5 | 2026-05-18 | 2027-12-31
WeCo SRL | WECO | 5K0 PRO | 5K0 Pro VM100A | 10 | 10 | 2026-05-18 | 2027-12-31
WeCo SRL | WECO | 5K0 PRO | 5K0 Pro VM150A | 15 | 15 | 2026-05-18 | 2027-12-31
WeCo SRL | WECO | 5K0 PRO | 5K0 Pro VM200A | 20 | 20 | 2026-05-18 | 2027-12-31
WeCo SRL | WECO | 5K0 PRO | 5K0 Pro VM250A | 25 | 25 | 2026-05-18 | 2027-12-31
WeCo SRL | WECO | 5K0 PRO | 5K0 Pro VM300A | 30 | 30 | 2026-05-18 | 2027-12-31
WeCo SRL | WECO | 5K0 PRO | 5K0 Pro VM350A | 35 | 35 | 2026-05-18 | 2027-12-31
WeCo SRL | WECO | 5K0 PRO | 5K0 Pro VM400A | 40 | 40 | 2026-05-18 | 2027-12-31
WeCo SRL | WECO | 5K0 PRO | 5K0 Pro VM450A | 45 | 45 | 2026-05-18 | 2027-12-31
WeCo SRL | WECO | 5K3-XP | 5K3-XP-EU | 5.37 | 4.8 | 2023-01-30 | 2026-01-30
WiselyHousePower Co Ltd | WiselyHousePower | LFP | LFP-51.2V314Ah | 16.07 | 14.463 | 2026-08-18 | 2027-12-31
XESS Pty Ltd | XESS | ION | XESSION-5120 | 5.12 | 5.12 | 2025-08-08 | 2027-12-31
Xiamen Kehua Digital Energy Tech Co Ltd | Kehua Tech | NA | iStoragE B10-S1 | 10 | 10 | 2024-05-21 | 2027-05-21
Xiamen Kehua Digital Energy Tech Co Ltd | Kehua Tech | NA | iStoragE B15-S1 | 15 | 15 | 2024-05-21 | 2027-05-21
Xiamen Kehua Digital Energy Tech Co Ltd | Kehua Tech | NA | iStoragE B20-S1 | 20 | 20 | 2024-05-21 | 2027-05-21
Xiamen Kehua Digital Energy Tech Co Ltd | Kehua Tech | NA | iStoragE B25-S1 | 25 | 25 | 2024-05-21 | 2027-05-21
Xiamen Kehua Digital Energy Tech Co Ltd | Kehua Tech | NA | iStoragE B30-S1 | 30 | 30 | 2024-05-21 | 2027-05-21
Xiamen Kehua Digital Energy Tech Co Ltd | Kehua Tech | NA | iStoragE B35-S1 | 35 | 35 | 2024-05-21 | 2027-05-21
Xiamen Kehua Digital Energy Tech Co Ltd | Kehua Tech | NA | iStoragE B40-S1 | 40 | 40 | 2024-05-21 | 2027-05-21
Xiamen Kehua Digital Energy Tech Co Ltd | Kehua Tech | NA | iStoragE B5-S1 | 5 | 5 | 2024-05-21 | 2027-05-21
Xiamen Well Energy Technology Co Ltd | TNK | CGS | CGS E10.2L | 10.24 | 10.24 | 2025-08-12 | 2027-12-31
Xiamen Well Energy Technology Co Ltd | TNK | CGS | CGS E15.3L | 15.36 | 15.36 | 2025-08-12 | 2027-12-31
Xiamen Well Energy Technology Co Ltd | TNK | CGS | CGS E20.4L | 20.48 | 20.48 | 2025-08-12 | 2027-12-31
Xiamen Well Energy Technology Co Ltd | TNK | CGS | CGS E5.1L | 5.12 | 5.12 | 2025-08-12 | 2027-12-31
Xiamen Well Energy Technology Co Ltd | CLENERGY | CGS | CGS S5.0 6H1 (AS4777-2 2020) | 6 | 5.8 | 2026-09-29 | 2027-12-31
Xiamen Well Energy Technology Co Ltd | CLENERGY | CGS | CGS S5.0 6H2 (AS4777-2 2020) | 12 | 11.6 | 2026-09-29 | 2027-12-31
Xiamen Well Energy Technology Co Ltd | CLENERGY | CGS | CGS S5.0 6H3 (AS4777-2 2020) | 18 | 17.4 | 2026-09-29 | 2027-12-31
Xiamen Well Energy Technology Co Ltd | CLENERGY | CGS | CGS S5.0 6H4 (AS4777-2 2020) | 24 | 23.2 | 2026-09-29 | 2027-12-31
Xiamen Well Energy Technology Co Ltd | CLENERGY | CGS | CGS S5.0 6H5 (AS4777-2 2020) | 30 | 29 | 2026-09-29 | 2027-12-31
Xiamen Well Energy Technology Co Ltd | CLENERGY | CGS | CGS S5.0 6H6 (AS4777-2 2020) | 36 | 34.8 | 2026-09-29 | 2027-12-31
Xiamen Well Energy Technology Co Ltd | CLENERGY | CGS | CGS S5.0 6H7 (AS4777-2 2020) | 42 | 40.6 | 2026-09-29 | 2027-12-31
Xiamen Well Energy Technology Co Ltd | CLENERGY | CGS | CGS S5.0 6H8 (AS4777-2 2020) | 48 | 46.4 | 2026-09-29 | 2027-12-31
Xiamen Well Energy Technology Co Ltd | CLENERGY | CGS | CGS S6.0 6H1 (AS4777-2 2020) | 6 | 5.8 | 2026-09-29 | 2027-12-31
Xiamen Well Energy Technology Co Ltd | CLENERGY | CGS | CGS S6.0 6H2 (AS4777-2 2020) | 12 | 11.6 | 2026-09-29 | 2027-12-31
Xiamen Well Energy Technology Co Ltd | CLENERGY | CGS | CGS S6.0 6H3 (AS4777-2 2020) | 18 | 17.4 | 2026-09-29 | 2027-12-31
Xiamen Well Energy Technology Co Ltd | CLENERGY | CGS | CGS S6.0 6H4 (AS4777-2 2020) | 24 | 23.2 | 2026-09-29 | 2027-12-31
Xiamen Well Energy Technology Co Ltd | CLENERGY | CGS | CGS S6.0 6H5 (AS4777-2 2020) | 30 | 29 | 2026-09-29 | 2027-12-31
Xiamen Well Energy Technology Co Ltd | CLENERGY | CGS | CGS S6.0 6H6 (AS4777-2 2020) | 36 | 34.8 | 2026-09-29 | 2027-12-31
Xiamen Well Energy Technology Co Ltd | CLENERGY | CGS | CGS S6.0 6H7 (AS4777-2 2020) | 42 | 40.6 | 2026-09-29 | 2027-12-31
Xiamen Well Energy Technology Co Ltd | CLENERGY | CGS | CGS S6.0 6H8 (AS4777-2 2020) | 48 | 46.4 | 2026-09-29 | 2027-12-31
Xiamen Well Energy Technology Co Ltd | TNK | TNK | TNK-10000-LV-A1 | 10.24 | 9.21 | 2024-02-28 | 2027-02-28
Zenaji Australia Pty Ltd | Zenaji | AEON | A48-40 | 1.93 | 1.93 | 2025-07-10 | 2027-12-31
Zhejiang Hyxi Technology Co Ltd | HYXi POWER | High Voltage Battery | HYX-E100-H | 10.6 | 10.07 | 2025-05-23 | 2027-12-31
Zhejiang Hyxi Technology Co Ltd | HYXiPOWER | High Voltage Battery | HYX-E100-H2-AU | 10.6 | 10.6 | 2025-12-22 | 2027-12-31
Zhejiang Hyxi Technology Co Ltd | HYXi POWER | High Voltage Battery | HYX-E150-H | 15.9 | 15.105 | 2025-05-23 | 2027-12-31
Zhejiang Hyxi Technology Co Ltd | HYXiPOWER | High Voltage Battery | HYX-E150-H2-AU | 15.9 | 15.9 | 2025-12-22 | 2027-12-31
Zhejiang Hyxi Technology Co Ltd | HYXi POWER | High Voltage Battery | HYX-E200-H | 21.2 | 20.14 | 2025-05-23 | 2027-12-31
Zhejiang Hyxi Technology Co Ltd | HYXiPOWER | High Voltage Battery | HYX-E200-H2-AU | 21.2 | 21.2 | 2025-12-22 | 2027-12-31
Zhejiang Hyxi Technology Co Ltd | HYXiPOWER | High Voltage Battery | HYX-E250-H2-AU | 26.5 | 26.5 | 2025-12-22 | 2027-12-31
Zhejiang Hyxi Technology Co Ltd | HYXiPOWER | High Voltage Battery | HYX-E300-H2 | 31.8 | 31.8 | 2025-12-22 | 2027-12-31
Zhejiang Hyxi Technology Co Ltd | HYXiPOWER | High Voltage Battery | HYX-E400-H2 | 42.4 | 42.4 | 2025-12-22 | 2027-12-31
Zhejiang Hyxi Technology Co Ltd | HYXiPOWER | High Voltage Battery | HYX-E500-H2 | 53 | 53 | 2025-12-22 | 2027-12-31
Zhejiang Hyxi Technology Co Ltd | HYXi POWER | High Voltage Battery | HYX-E50-H | 5.3 | 5.035 | 2025-05-23 | 2027-12-31
Zhejiang Hyxi Technology Co Ltd | HYXiPOWER | High Voltage Battery | HYX-E50-H2-AU | 5.3 | 5.3 | 2025-12-22 | 2027-12-31
Zhenjiang Chenyi Intelligent Technology Co Ltd | MICROMALL | MLFP | MLFP-48210 | 10.445 | 9.4 | 2026-03-12 | 2027-12-31
Zhenjiang Chenyi Intelligent Technology Co Ltd | MICROMALL | MLFP | MLFP-48210S | 10.445 | 9.4 | 2026-05-12 | 2027-12-31
Zhenjiang Chenyi Intelligent Technology Co Ltd | MICROMALL | MLFP | MLFP-48340 | 15.667 | 12.534 | 2026-03-12 | 2027-12-31
Zhongrui Green Energy Technology (Shenzhen) Co Ltd | ZRGP | PowerBase FC | ZR-FC48100-1530J2 | 4.8 | 4.8 | 2026-02-05 | 2027-12-31
Zhongrui Green Energy Technology (Shenzhen) Co Ltd | ZRGP | PowerBase FC | ZR-FC48100-1530J2-H | 4.8 | 4.8 | 2026-02-05 | 2027-12-31
Zhongrui Green Energy Technology (Shenzhen) Co Ltd | ZRGP | PowerBase FC | ZR-FC48100-1630J2 | 5.12 | 5.12 | 2026-02-05 | 2027-12-31
Zhongrui Green Energy Technology (Shenzhen) Co Ltd | ZRGP | PowerBase FC | ZR-FC48100-1630J2-H | 5.12 | 5.12 | 2026-02-05 | 2027-12-31
Zhongrui Green Energy Technology (Shenzhen)Co Ltd | ZRGP | Power Base LV-Mate_100 | ZR-PBML-10S | 10.24 | 9.93 | 2022-12-09 | 2025-12-09
Zhongrui Green Energy Technology (Shenzhen)Co Ltd | ZRGP | Power Base LV-Mate_100 | ZR-PBML-15S | 15.36 | 14.9 | 2022-12-09 | 2025-12-09
Zhongrui Green Energy Technology (Shenzhen)Co Ltd | ZRGP | Power Base LV-Mate_100 | ZR-PBML-20S | 20.48 | 19.87 | 2022-12-09 | 2025-12-09
Zhongrui Green Energy Technology (Shenzhen)Co Ltd | ZRGP | Power Base LV-Mate_100 | ZR-PBML-25S | 25.6 | 24.83 | 2022-12-09 | 2025-12-09
Zhongrui Green Energy Technology (Shenzhen)Co Ltd | ZRGP | Power Base LV-Mate_100 | ZR-PBML-30S | 30.72 | 29.8 | 2022-12-09 | 2025-12-09
Zhongrui Green Energy Technology (Shenzhen)Co Ltd | ZRGP | Power Base LV-Mate_100 | ZR-PBML-35S | 35.84 | 34.76 | 2022-12-09 | 2025-12-09
Zhongrui Green Energy Technology (Shenzhen)Co Ltd | ZRGP | Power Base LV-Mate_100 | ZR-PBML-40S | 40.96 | 39.73 | 2022-12-09 | 2025-12-09
Zhongrui Green Energy Technology (Shenzhen)Co Ltd | ZRGP | Power Base X1 | ZR-PBX1 | 5.12 | 4.97 | 2022-11-14 | 2025-11-14
Zhuhai Ruixu Electronic Technology Co Ltd | RUiXU | NA | Lithi2-16 | 16 | 16 | 2025-07-03 | 2027-12-31
ZYC Energy Co Ltd | ZYC Energy | SIMPO HV Pro | SIMPO HV Pro32.2 | 32.2 | 32.2 | 2026-01-16 | 2027-12-31
ZYC Energy Co Ltd | ZYC Energy | SIMPO HV Pro | SIMPO HV Pro40.3 | 40.3 | 40.3 | 2026-01-16 | 2027-12-31
ZYC Energy Co Ltd | ZYC Energy | SIMPO HV Pro | SIMPO HV Pro48.3 | 48.3 | 48.3 | 2026-01-16 | 2027-12-31
ZYC Energy Co Ltd | ZYC Energy | SIMPO HV Pro | SIMPO HV Pro56.4 | 56.4 | 56.4 | 2026-01-16 | 2027-12-31
ZYC Energy Co Ltd | ZYC Energy | SIMPO HV Pro | SIMPO HV Pro64.5 | 64.5 | 64.5 | 2026-01-16 | 2027-12-31
ZYC Energy Co Ltd | ZYC Energy | SIMPO HV Pro | SIMPO HV Pro72.5 | 72.5 | 72.5 | 2026-01-16 | 2027-12-31
ZYC Energy Co Ltd | ZYC Energy | SIMPO HV Pro | SIMPO HV Pro80.6 | 80.6 | 80.6 | 2026-01-16 | 2027-12-31
ZYC Energy Co Ltd | ZYC Energy | SIMPO HV Pro | SIMPO HV Pro88.7 | 88.7 | 88.7 | 2026-01-16 | 2027-12-31
ZYC Energy Company Limited | ZYC Energy | SIMPO | SIMPO 5000 | 5.12 | 5.12 | 2024-08-01 | 2027-08-01
ZYC Energy Company Limited | ZYC Energy | SIMPO HV | SIMPO HV 12.8 | 12.8 | 12.8 | 2025-05-26 | 2027-12-31
ZYC Energy Company Limited | ZYC Energy | SIMPO HV | SIMPO HV 16.0 | 16 | 16 | 2025-05-26 | 2027-12-31
ZYC Energy Company Limited | ZYC Energy | SIMPO HV | SIMPO HV 19.2 | 19.2 | 19.2 | 2025-05-26 | 2027-12-31
ZYC Energy Company Limited | ZYC Energy | SIMPO HV | SIMPO HV 22.4 | 22.4 | 22.4 | 2025-05-26 | 2027-12-31
ZYC Energy Company Limited | ZYC Energy | SIMPO HV | SIMPO HV 25.6 | 25.6 | 25.6 | 2025-05-26 | 2027-12-31
ZYC Energy Company Limited | ZYC Energy | SIMPO HV | SIMPO HV 28.8 | 28.8 | 28.8 | 2025-05-26 | 2027-12-31
ZYC Energy Company Limited | ZYC Energy | SIMPO HV | SIMPO HV 6.4 | 6.4 | 6.4 | 2025-05-26 | 2027-12-31
ZYC Energy Company Limited | ZYC Energy | SIMPO HV | SIMPO HV 9.6 | 9.6 | 9.6 | 2025-05-26 | 2027-12-31
Shenzhen BYD Electronics Co Ltd | BYD | LVL | Battery-Box Premium LVL15.4 | 15.36 | 15.36 | 2023-04-20 | 2027-12-31
Bytewatt Technology Co.,Ltd. | NEOVOLT | BW-BAT-9.6P | BW-BAT-9.6P | 9.6 | 9.6 | 2026-10-07 | 2027-12-31
Bytewatt Technology Co.,Ltd. | NEOVOLT | BW-BAT-9.6P | BW-BAT-9.6P | 9.6 | 9.6 | 2025-12-17 | 2026-09-15
Alpha ESS Co Ltd | Alpha ESS | SMILE-B3-PLUS | SMILE-B3-PLUS (AS4777-2 2020) | 5.04 | 4.79 | 2022-01-22 | 2026-08-19
Alpha ESS Co Ltd | Alpha ESS | SMILE-B3-PLUS | SMILE-B3-PLUS II (AS4777-2 2020) | 10.08 | 9.58 | 2022-01-22 | 2026-08-19
Alpha ESS Co Ltd | Alpha ESS | SMILE-B3-PLUS | SMILE-B3-PLUS III (AS4777-2 2020) | 15.12 | 14.36 | 2022-01-22 | 2026-08-19
Alpha ESS Co Ltd | Alpha ESS | SMILE-B3-PLUS | SMILE-B3-PLUS IV (AS4777-2 2020) | 20.16 | 19.15 | 2022-01-22 | 2026-08-19
Alpha ESS Co Ltd | Alpha ESS | SMILE-B3-PLUS | SMILE-B3-PLUS V (AS4777-2 2020) | 25.2 | 23.94 | 2022-01-22 | 2026-08-19
Alpha ESS Co Ltd | Alpha ESS | SMILE-B3-PLUS | SMILE-B3-PLUS VI (AS4777-2 2020) | 30.24 | 28.73 | 2022-01-22 | 2026-08-19
Alpha ESS Co Ltd | Alpha ESS | SMILE Series | SMILE-BAT-10.1P | 10.08 | 9.072 | 2022-07-10 | 2027-12-31
Alpha ESS Co Ltd | Alpha ESS | SMILE | SMILE-BAT-5P | 5.04 | 4.788 | 2022-12-19 | 2027-12-31
Alpha ESS Co Ltd | Alpha ESS | SMILE | SMILE-BAT-8.2 PH | 8.2 | 7.8 | 2021-09-30 | 2027-12-31
Alpha ESS Co Ltd | Alpha ESS | SMILE | SMILE-BAT-8.2 PH II | 16.4 | 15.6 | 2021-09-30 | 2027-12-31
Alpha ESS Co Ltd | Alpha ESS | SMILE | SMILE-BAT-8.2 PH III | 24.6 | 23.4 | 2021-09-30 | 2027-12-31
Alpha ESS Co Ltd | Alpha ESS | SMILE | SMILE-BAT-8.2 PH IV | 32.8 | 31.2 | 2021-09-30 | 2027-12-31
Alpha ESS Co Ltd | Alpha ESS | SMILE | SMILE-BAT-8.2 PH V | 41 | 39 | 2021-09-30 | 2027-12-31
Alpha ESS Co Ltd | Alpha ESS | SMILE | SMILE-BAT-8.2 PH VI | 49.2 | 46.8 | 2021-09-30 | 2027-12-31
Alpha ESS Co Ltd | Alpha ESS | SMILE-G3 | SMILE-G3-BAT-10.1P | 10.1 | 9.6 | 2022-08-22 | 2027-12-31
Alpha ESS Co Ltd | Alpha ESS | SMILE-G3 | SMILE-G3-BAT-10.1P II | 20.2 | 19.2 | 2022-08-22 | 2027-12-31
Alpha ESS Co Ltd | Alpha ESS | SMILE-G3 | SMILE-G3-BAT-10.1P III | 30.2 | 28.7 | 2022-08-22 | 2027-12-31
Alpha ESS Co Ltd | Alpha ESS | SMILE-G3 | SMILE-G3-BAT-10.1P IV | 40.3 | 38.3 | 2022-08-22 | 2027-12-31
Alpha ESS Co Ltd | Alpha ESS | SMILE-G3 | SMILE-G3-BAT-10.1P V | 50.4 | 47.9 | 2022-08-22 | 2027-12-31
Alpha ESS Co Ltd | Alpha ESS | SMILE-G3 | SMILE-G3-BAT-10.1P VI | 60.5 | 57.5 | 2022-08-22 | 2027-12-31
Dongguan Hinen New Energy Technology Co Ltd | HINEN | NA | B5000 | 5.12 | 4.6 | 2024-02-26 | 2027-12-31
Empower Energy Pty Ltd | Empower | NA | Elektrobank 14 (AS4777-2 2020) | 15.4 | 13.9 | 2025-06-05 | 2027-12-31
FranklinWH Technologies Co Ltd | FRANKLINWH | aPower X | aPower X-01-AU (AS4777-2 2020) | 14.336 | 13.6 | 2023-11-15 | 2027-12-31
GoodWe Technologies Co Ltd | GOODWE | Lynx F G2 | LX F12.8-H-20 | 12.8 | 12.8 | 2023-09-15 | 2027-12-31
GoodWe Technologies Co Ltd | GOODWE | Lynx F G2 | LX F16.0-H-20 | 16 | 16 | 2023-09-15 | 2027-12-31
GoodWe Technologies Co Ltd | GOODWE | Lynx F G2 | LX F19.2-H-20 | 19.2 | 19.2 | 2023-09-15 | 2027-12-31
GoodWe Technologies Co Ltd | GOODWE | Lynx F G2 | LX F22.4-H-20 | 22.4 | 22.4 | 2023-09-15 | 2027-12-31
GoodWe Technologies Co Ltd | GOODWE | Lynx F G2 | LX F25.6-H-20 | 25.6 | 25.6 | 2023-09-15 | 2027-12-31
GoodWe Technologies Co Ltd | GOODWE | Lynx F G2 | LX F28.8-H-20 | 28.8 | 28.8 | 2023-09-15 | 2027-12-31
GoodWe Technologies Co Ltd | GOODWE | LX F G2 | LX F6.4-H-20 | 6.4 | 6.4 | 2024-11-21 | 2027-12-31
GoodWe Technologies Co Ltd | GOODWE | Lynx F G2 | LX F9.6-H-20 | 9.6 | 9.6 | 2023-09-15 | 2027-12-31
GoodWe Technologies Co Ltd | GoodWe | LX | LX U5.4-20 | 5.4 | 5.4 | 2023-02-02 | 2027-12-31
Guangzhou Sanjing Electric Co Ltd | SAJ | B2 | B2-10.0-HV1 | 10 | 9.6 | 2023-01-06 | 2027-12-31
Guangzhou Sanjing Electric Co Ltd | SAJ | B2 | B2-10.0-HV5 | 10 | 9.6 | 2023-01-06 | 2027-12-31
Guangzhou Sanjing Electric Co Ltd | SAJ | B2 | B2-15.0-HV1 | 15 | 14.4 | 2023-01-06 | 2027-12-31
Guangzhou Sanjing Electric Co Ltd | SAJ | B2 | B2-15.0-HV5 | 15 | 14.4 | 2023-01-06 | 2027-12-31
Guangzhou Sanjing Electric Co Ltd | SAJ | B2 | B2-20.0-HV1 | 20 | 19.2 | 2023-01-06 | 2027-12-31
Guangzhou Sanjing Electric Co Ltd | SAJ | B2 | B2-20.0-HV5 | 20 | 19.2 | 2023-01-06 | 2027-12-31
Guangzhou Sanjing Electric Co Ltd | SAJ | B2 | B2-25.0-HV1 | 25 | 24 | 2023-01-06 | 2027-12-31
Guangzhou Sanjing Electric Co Ltd | SAJ | B2 | B2-25.0-HV5 | 25 | 24 | 2023-01-06 | 2027-12-31
Guangzhou Sanjing Electric Co Ltd | SAJ | B2 | B2-5.0-HV1 | 5 | 4.8 | 2023-01-06 | 2027-12-31
Guangzhou Sanjing Electric Co Ltd | SAJ | B2 | B2-5.0-HV5 | 5 | 4.8 | 2023-01-06 | 2027-12-31
Hiconics Eco-energy Drive Technology Co Ltd | HICONICS | HEC2 | HEC2-BHP100r2 | 10.2 | 10 | 2024-05-17 | 2027-12-31
Hiconics Eco-energy Drive Technology Co Ltd | HICONICS | HEC2 | HEC2-BHP150r2 | 15.3 | 15 | 2024-05-17 | 2027-12-31
Hiconics Eco-energy Drive Technology Co Ltd | HICONICS | HEC2 | HEC2-BHP200r2 | 20.4 | 20 | 2024-05-17 | 2027-12-31
Hiconics Eco-energy Drive Technology Co Ltd | HICONICS | HEC2 | HEC2-BHP200r2-A | 20.4 | 20 | 2024-05-17 | 2027-12-31
Hiconics Eco-energy Drive Technology Co Ltd | HICONICS | HEC2 | HEC2-BHP300r2 | 30.6 | 30 | 2024-05-17 | 2027-12-31
Hiconics Eco-energy Drive Technology Co Ltd | HICONICS | HEC2 | HEC2-BHP400r2 | 40.8 | 40 | 2024-05-17 | 2027-12-31
Hiconics Eco-energy Drive Technology Co Ltd | HICONICS | HEC2 | HEC2-BHP50r2 | 5.1 | 5 | 2024-05-17 | 2027-12-31
Jiangsu Koyoe Energy Technology Co Ltd | KOYOE | NA | KY-51V105AH-S | 5.376 | 4.838 | 2023-03-24 | 2027-12-31
Ningbo Deye Ess Technology Co Ltd | Deye | AI-W | AI-W5.1-B | 5.12 | 5.12 | 2024-05-22 | 2027-12-31
PowerPlus Energy Pty Ltd | PowerPlus | LiFe Premium P | LiFe4838P | 3.8 | 3.8 | 2023-05-13 | 2027-12-31
Pylon Technologies Co Ltd | PYLONTECH | US | US5000 | 4.8 | 4.56 | 2022-05-11 | 2027-12-31
Pylon Technologies Co Ltd | PYLONTECH | US | US5000-B | 4.8 | 4.56 | 2022-05-11 | 2027-12-31
Shenzhen Growatt New Energy Co Ltd | GROWATT | ALP LV | ALP 10.0L-E1 | 10 | 10 | 2023-06-22 | 2027-12-31
Shenzhen Growatt New Energy Co Ltd | GROWATT | ALP LV | ALP 15.0L-E1 | 15 | 15 | 2023-06-22 | 2027-12-31
Shenzhen Growatt New Energy Co Ltd | GROWATT | ALP LV | ALP 20.0L-E1 | 20 | 20 | 2023-06-22 | 2027-12-31
Shenzhen Growatt New Energy Co Ltd | GROWATT | ALP LV | ALP 25.0L-E1 | 25 | 25 | 2023-06-22 | 2027-12-31
Shenzhen Growatt New Energy Co Ltd | GROWATT | ALP LV | ALP 30.0L-E1 | 30 | 30 | 2023-06-22 | 2027-12-31
Shenzhen Growatt New Energy Co Ltd | GROWATT | ALP LV | ALP 35.0L-E1 | 35 | 35 | 2023-06-22 | 2027-12-31
Shenzhen Growatt New Energy Co Ltd | GROWATT | ALP LV | ALP 40.0L-E1 | 40 | 40 | 2023-06-22 | 2027-12-31
Shenzhen Growatt New Energy Co Ltd | GROWATT | ALP LV | ALP 5.0L-E1 | 5 | 5 | 2023-06-22 | 2027-12-31
Shenzhen OLiPower Energy & Automation Technology Co Ltd | OLiPower | BRE-B | BRE-B-10K | 9.6 | 8.6 | 2022-05-31 | 2027-12-31
Shenzhen OLiPower Energy & Automation Technology Co Ltd | OLiPower | LPBES | LPBES-192-100-PA | 19.2 | 15.36 | 2022-06-02 | 2027-12-31
Shenzhen OLiPower Energy & Automation Technology Co Ltd | OLiPower | LPBES | LPBES-288-100-PA | 28.8 | 23.04 | 2022-06-02 | 2027-12-31
Shenzhen OLiPower Energy & Automation Technology Co Ltd | OLiPower | LPBES | LPBES-384-100-PA | 38.4 | 30.72 | 2022-06-02 | 2027-12-31
Shenzhen OLiPower Energy & Automation Technology Co Ltd | OLiPower | LPBES | LPBES-480-100-PA | 48 | 38.4 | 2022-06-02 | 2027-12-31
Shenzhen OLiPower Energy & Automation Technology Co Ltd | OLiPower | LPBES | LPBES-576-100-PA | 57.6 | 46.08 | 2022-06-02 | 2027-12-31
Shenzhen OLiPower Energy & Automation Technology Co Ltd | OLiPower | LPBES | LPBES-672-100-PA | 67.2 | 53.76 | 2022-06-02 | 2027-12-31
Shenzhen OLiPower Energy & Automation Technology Co Ltd | OLiPower | LPBES | LPBES-768-100-PA | 76.8 | 61.44 | 2022-06-02 | 2027-12-31
Shenzhen OLiPower Energy & Automation Technology Co Ltd | OLiPower | LPBES | LPBES-864-100-PA | 86.4 | 69.12 | 2022-06-02 | 2027-12-31
SONNEN AUSTRALIA PTY LIMITED | SONNEN | sonnenBatterie | sonnenBatterie Evo (AS4777-2 2020) | 11 | 10 | 2022-06-27 | 2027-07-16
Tempo (Aust) Pty Ltd | AKAI Energy | AKE-XKW-LB2 | AKE-5KW-LB2 | 5.12 | 4.608 | 2022-12-21 | 2027-09-22
Tempo (Aust) Pty Ltd | Altius | AS-XKW-LB2 | AS-5KW-LB2 | 5.12 | 4.608 | 2022-12-21 | 2027-09-22
Tempo (Aust) Pty Ltd | SPHERE | SP-XKW-LB2 | SP-5KW-LB2 | 5.12 | 4.608 | 2022-12-21 | 2027-09-22