## Register of SWH more than 700L
Solar water heater models with a capacity of more than 700L
Please note air source heat pump models are listed in a separate subsection of the register of solar water heaters.
Version 57 - Published 30 April 2026
Item | Brand | Model | Eligible from | Eligible to | Number of certificates for an installation in Zone1 | Number of certificates for an installation in Zone2 | Number of certificates for an installation in Zone3 | Number of certificates for an installation in Zone4
7696 | Apricus Australia | ABC04-800T1-322-30 | 2013-12-10 | 2030-12-31 | 129 | 136 | 117 | 100
7697 | Apricus Australia | AEC02-400C1-336G1 | 2020-11-11 | 2030-12-31 | 75 | 84 | 67 | 57
7698 | Apricus Australia | AEC02-400C1-336G2 | 2020-11-11 | 2030-12-31 | 66 | 74 | 57 | 47
7699 | Apricus Australia | AEC02-400C1-348G1 | 2020-11-11 | 2030-12-31 | 75 | 84 | 67 | 57
7700 | Apricus Australia | AEC02-400C1-348G2 | 2020-11-11 | 2030-12-31 | 66 | 73 | 57 | 47
7701 | Apricus Australia | AEC03-315C2-336G1 | 2017-08-02 | 2030-12-31 | 123 | 134 | 110 | 94
7702 | Apricus Australia | AEC04-400C2-336G1 | 2020-11-11 | 2030-12-31 | 184 | 207 | 169 | 148
7703 | Apricus Australia | AEC04-400C2-336G2 | 2020-11-11 | 2030-12-31 | 172 | 194 | 157 | 135
7704 | Apricus Australia | AEC04-400C2-336G3 | 2020-11-11 | 2030-12-31 | 158 | 177 | 141 | 119
7705 | Apricus Australia | AEC04-400C2-348G1 | 2020-11-11 | 2030-12-31 | 183 | 206 | 169 | 148
7706 | Apricus Australia | AEC04-400C2-348G2 | 2020-11-11 | 2030-12-31 | 172 | 194 | 156 | 135
7707 | Apricus Australia | AEC04-400C2-348G3 | 2020-11-11 | 2030-12-31 | 158 | 177 | 141 | 120
7708 | Apricus Australia | AEC06-400C3-336G1 | 2020-11-11 | 2030-12-31 | 249 | 270 | 226 | 196
7709 | Apricus Australia | AEC06-400C3-336G2 | 2020-11-11 | 2030-12-31 | 284 | 323 | 260 | 226
7710 | Apricus Australia | AEC06-400C3-336G3 | 2020-11-11 | 2030-12-31 | 271 | 306 | 247 | 214
7711 | Apricus Australia | AEC06-400C3-348G1 | 2020-11-11 | 2030-12-31 | 249 | 265 | 226 | 196
7712 | Apricus Australia | AEC06-400C3-348G2 | 2020-11-11 | 2030-12-31 | 284 | 323 | 260 | 226
7713 | Apricus Australia | AEC06-400C3-348G3 | 2020-11-11 | 2030-12-31 | 271 | 306 | 247 | 215
7714 | Apricus Australia | AEC08-400C4-336G1 | 2020-11-11 | 2030-12-31 | 304 | 320 | 276 | 239
7715 | Apricus Australia | AEC08-400C4-336G2 | 2020-11-11 | 2030-12-31 | 380 | 429 | 348 | 303
7716 | Apricus Australia | AEC08-400C4-336G3 | 2020-11-11 | 2030-12-31 | 377 | 427 | 346 | 303
7717 | Apricus Australia | AEC08-400C4-348G1 | 2020-11-11 | 2030-12-31 | 303 | 315 | 276 | 239
7718 | Apricus Australia | AEC08-400C4-348G2 | 2020-11-11 | 2030-12-31 | 380 | 429 | 348 | 303
7719 | Apricus Australia | AEC08-400C4-348G3 | 2020-11-11 | 2030-12-31 | 377 | 427 | 346 | 304
7720 | Apricus Australia | AEC10-400C5-336G1 | 2020-11-11 | 2030-12-31 | 348 | 355 | 319 | 276
7721 | Apricus Australia | AEC10-400C5-336G2 | 2020-11-11 | 2030-12-31 | 459 | 512 | 420 | 367
7722 | Apricus Australia | AEC10-400C5-336G3 | 2020-11-11 | 2030-12-31 | 476 | 540 | 439 | 386
7723 | Apricus Australia | AEC10-400C5-348G1 | 2020-11-11 | 2030-12-31 | 348 | 355 | 318 | 276
7724 | Apricus Australia | AEC10-400C5-348G2 | 2020-11-11 | 2030-12-31 | 459 | 512 | 420 | 367
7725 | Apricus Australia | AEC10-400C5-348G3 | 2020-11-11 | 2030-12-31 | 476 | 540 | 439 | 386
7726 | Apricus Australia | AEC12-400C6-336G1 | 2020-11-11 | 2030-12-31 | 381 | 375 | 353 | 306
7727 | Apricus Australia | AEC12-400C6-336G2 | 2020-11-11 | 2030-12-31 | 523 | 571 | 478 | 416
7728 | Apricus Australia | AEC12-400C6-336G3 | 2020-11-11 | 2030-12-31 | 570 | 643 | 524 | 461
7729 | Apricus Australia | AEC12-400C6-348G1 | 2020-11-11 | 2030-12-31 | 381 | 385 | 352 | 306
7730 | Apricus Australia | AEC12-400C6-348G2 | 2020-11-11 | 2030-12-31 | 523 | 571 | 478 | 416
7731 | Apricus Australia | AEC12-400C6-348G3 | 2020-11-11 | 2030-12-31 | 570 | 643 | 524 | 460
7732 | Apricus Australia | AEC14-400C7-336G1 | 2020-11-11 | 2030-12-31 | 404 | 381 | 379 | 331
7733 | Apricus Australia | AEC14-400C7-336G2 | 2020-11-11 | 2030-12-31 | 571 | 608 | 520 | 451
7734 | Apricus Australia | AEC14-400C7-336G3 | 2020-11-11 | 2030-12-31 | 658 | 737 | 604 | 529
7735 | Apricus Australia | AEC14-400C7-348G1 | 2020-11-11 | 2030-12-31 | 404 | 405 | 379 | 331
7736 | Apricus Australia | AEC14-400C7-348G2 | 2020-11-11 | 2030-12-31 | 571 | 608 | 520 | 451
7737 | Apricus Australia | AEC14-400C7-348G3 | 2020-11-11 | 2030-12-31 | 658 | 737 | 604 | 528
7738 | Apricus Australia | AEC16-400C8-336G1 | 2020-11-11 | 2030-12-31 | 416 | 372 | 398 | 351
7739 | Apricus Australia | AEC16-400C8-336G2 | 2020-11-11 | 2030-12-31 | 602 | 623 | 547 | 473
7740 | Apricus Australia | AEC16-400C8-336G3 | 2020-11-11 | 2030-12-31 | 739 | 823 | 677 | 591
7741 | Apricus Australia | AEC16-400C8-348G1 | 2020-11-11 | 2030-12-31 | 416 | 416 | 398 | 351
7742 | Apricus Australia | AEC16-400C8-348G2 | 2020-11-11 | 2030-12-31 | 602 | 623 | 546 | 473
7743 | Apricus Australia | AEC16-400C8-348G3 | 2020-11-11 | 2030-12-31 | 739 | 823 | 677 | 590
7744 | Apricus Australia | AG16-400S8-28AP4-EXT | 2019-11-15 | 2030-12-31 | 705 | 786 | 652 | 572
7745 | Apricus Australia | AG16-400S8-32AP4-EXT | 2019-11-15 | 2030-12-31 | 819 | 899 | 775 | 705
7746 | Apricus Australia | AG16-400S8-400F1-28AP4-EXT | 2019-11-15 | 2030-12-31 | 700 | 785 | 648 | 568
7747 | Apricus Australia | AG16-400S8-400F1-32AP4-EXT | 2019-11-15 | 2030-12-31 | 813 | 897 | 768 | 697
7748 | Apricus Australia | AG4-400S2-28AP1-EXT | 2019-11-15 | 2030-12-31 | 130 | 144 | 118 | 101
7749 | Apricus Australia | AG4-400S2-32AP1-EXT | 2019-11-15 | 2030-12-31 | 159 | 176 | 149 | 133
7750 | Apricus Australia | AG4-400S2-400F1-28AP1-EXT | 2019-11-15 | 2030-12-31 | 133 | 150 | 121 | 104
7751 | Apricus Australia | AG4-400S2-400F1-32AP1-EXT | 2019-11-15 | 2030-12-31 | 161 | 180 | 152 | 136
7752 | Apricus Australia | AG8-400S4-28AP2-EXT | 2019-11-15 | 2030-12-31 | 323 | 360 | 298 | 259
7753 | Apricus Australia | AG8-400S4-32AP2-EXT | 2019-11-15 | 2030-12-31 | 365 | 402 | 344 | 310
7754 | Apricus Australia | AG8-400S4-400F1-28AP2-EXT | 2019-11-15 | 2030-12-31 | 327 | 366 | 303 | 266
7755 | Apricus Australia | AG8-400S4-400F1-32AP2-EXT | 2019-11-15 | 2030-12-31 | 371 | 410 | 353 | 319
7756 | Apricus Australia | AGC02-400C1-26D01-400C1 | 2016-09-30 | 2030-12-31 | 63 | 72 | 57 | 48
7757 | Apricus Australia | AGC02-400C1-26D02-400C1 | 2017-08-02 | 2030-12-31 | 52 | 55 | 44 | 34
7758 | Apricus Australia | AGC02-400C1-26D03-400C1 | 2017-08-02 | 2030-12-31 | 51 | 54 | 43 | 34
7759 | Apricus Australia | AGC03-315G3-32B02-400G1 | 2014-12-03 | 2030-12-31 | 104 | 119 | 92 | 74
7760 | Apricus Australia | AGC03-315G3-32B02-400G2 | 2014-12-03 | 2030-12-31 | 91 | 103 | 78 | 61
7761 | Apricus Australia | AGC03-315T2-32B2-315T2 | 2013-09-16 | 2030-12-31 | 88 | 93 | 74 | 58
7762 | Apricus Australia | AGC04-400C2-26D01-400C1 | 2016-09-30 | 2030-12-31 | 159 | 178 | 145 | 125
7763 | Apricus Australia | AGC04-400C2-26D02-400C1 | 2016-09-30 | 2030-12-31 | 157 | 175 | 142 | 123
7764 | Apricus Australia | AGC04-400C2-26D03-400C1 | 2016-09-30 | 2030-12-31 | 154 | 172 | 139 | 119
7765 | Apricus Australia | AGC04-400C2-26D04-400C1 | 2016-09-30 | 2030-12-31 | 151 | 168 | 136 | 115
7766 | Apricus Australia | AGC04-400C2-26D05-400C1 | 2016-09-30 | 2030-12-31 | 148 | 165 | 132 | 112
7767 | Apricus Australia | AGC04-400C2-26D06-400C1 | 2016-09-30 | 2030-12-31 | 145 | 162 | 130 | 109
7768 | Apricus Australia | AGC04-400G2-26D01-400G1 | 2016-03-03 | 2030-12-31 | 163 | 178 | 146 | 127
7769 | Apricus Australia | AGC04-400G2-26D02-400G1 | 2016-03-03 | 2030-12-31 | 161 | 175 | 144 | 125
7770 | Apricus Australia | AGC04-400G2-26D03-400G1 | 2016-03-03 | 2030-12-31 | 158 | 172 | 141 | 121
7771 | Apricus Australia | AGC04-400G2-26D04-400G1 | 2016-03-03 | 2030-12-31 | 154 | 167 | 137 | 117
7772 | Apricus Australia | AGC04-400G2-26D05-400G1 | 2016-03-03 | 2030-12-31 | 151 | 164 | 133 | 114
7773 | Apricus Australia | AGC04-400G2-26D06-400G1 | 2016-03-03 | 2030-12-31 | 148 | 161 | 131 | 111
7774 | Apricus Australia | AGC06-315G3-26B02-400G2 | 2014-12-03 | 2030-12-31 | 257 | 284 | 231 | 200
7775 | Apricus Australia | AGC06-400C3-26D01-400C1 | 2016-09-30 | 2030-12-31 | 250 | 276 | 227 | 197
7776 | Apricus Australia | AGC06-400C3-26D02-400C1 | 2016-09-30 | 2030-12-31 | 258 | 287 | 235 | 205
7777 | Apricus Australia | AGC06-400C3-26D03-400C1 | 2016-09-30 | 2030-12-31 | 259 | 289 | 236 | 206
7778 | Apricus Australia | AGC06-400C3-26D04-400C1 | 2016-09-30 | 2030-12-31 | 239 | 263 | 215 | 185
7779 | Apricus Australia | AGC06-400C3-26D05-400C1 | 2016-09-30 | 2030-12-31 | 240 | 265 | 216 | 186
7780 | Apricus Australia | AGC06-400C3-26D06-400C1 | 2016-09-30 | 2030-12-31 | 241 | 267 | 217 | 187
7781 | Apricus Australia | AGC06-400G3-26D01-400G1 | 2016-03-03 | 2030-12-31 | 253 | 273 | 228 | 199
7782 | Apricus Australia | AGC06-400G3-26D02-400G1 | 2016-03-03 | 2030-12-31 | 262 | 286 | 237 | 208
7783 | Apricus Australia | AGC06-400G3-26D03-400G1 | 2016-03-03 | 2030-12-31 | 263 | 287 | 237 | 207
7784 | Apricus Australia | AGC06-400G3-26D04-400G1 | 2016-03-03 | 2030-12-31 | 241 | 259 | 215 | 187
7785 | Apricus Australia | AGC06-400G3-26D05-400G1 | 2016-03-03 | 2030-12-31 | 242 | 260 | 216 | 187
7786 | Apricus Australia | AGC06-400G3-26D06-400G1 | 2016-03-03 | 2030-12-31 | 243 | 262 | 216 | 187
7787 | Apricus Australia | AGC07-400G4-26B04-400G1 | 2014-12-03 | 2030-12-31 | 299 | 328 | 268 | 232
7788 | Apricus Australia | AGC08-400C4-26D01-400C1 | 2016-09-30 | 2030-12-31 | 340 | 374 | 309 | 270
7789 | Apricus Australia | AGC08-400C4-26D02-400C1 | 2016-09-30 | 2030-12-31 | 359 | 398 | 328 | 288
7790 | Apricus Australia | AGC08-400C4-26D03-400C1 | 2016-09-30 | 2030-12-31 | 364 | 405 | 333 | 293
7791 | Apricus Australia | AGC08-400C4-26D04-400C1 | 2016-09-30 | 2030-12-31 | 326 | 357 | 295 | 255
7792 | Apricus Australia | AGC08-400C4-26D05-400C1 | 2016-09-30 | 2030-12-31 | 333 | 366 | 301 | 261
7793 | Apricus Australia | AGC08-400C4-26D06-400C1 | 2016-09-30 | 2030-12-31 | 337 | 372 | 305 | 264
7794 | Apricus Australia | AGC08-400G4-26B12-400G2 | 2014-03-24 | 2030-12-31 | 308 | 342 | 275 | 230
7795 | Apricus Australia | AGC08-400G4-26D01-400G1 | 2016-03-03 | 2030-12-31 | 343 | 369 | 309 | 271
7796 | Apricus Australia | AGC08-400G4-26D02-400G1 | 2016-03-03 | 2030-12-31 | 364 | 397 | 330 | 291
7797 | Apricus Australia | AGC08-400G4-26D03-400G1 | 2016-03-03 | 2030-12-31 | 367 | 403 | 333 | 294
7798 | Apricus Australia | AGC08-400G4-26D04-400G1 | 2016-03-03 | 2030-12-31 | 328 | 350 | 293 | 256
7799 | Apricus Australia | AGC08-400G4-26D05-400G1 | 2016-03-03 | 2030-12-31 | 333 | 357 | 298 | 260
7800 | Apricus Australia | AGC08-400G4-26D06-400G1 | 2016-03-03 | 2030-12-31 | 337 | 364 | 302 | 263
7801 | Apricus Australia | AGC10-400C5-26D01-400C1 | 2016-09-30 | 2030-12-31 | 430 | 472 | 392 | 343
7802 | Apricus Australia | AGC10-400C5-26D02-400C1 | 2016-09-30 | 2030-12-31 | 460 | 509 | 421 | 371
7803 | Apricus Australia | AGC10-400C5-26D03-400C1 | 2016-09-30 | 2030-12-31 | 469 | 522 | 430 | 380
7804 | Apricus Australia | AGC10-400C5-26D04-400C1 | 2016-09-30 | 2030-12-31 | 414 | 451 | 375 | 326
7805 | Apricus Australia | AGC10-400C5-26D05-400C1 | 2016-09-30 | 2030-12-31 | 425 | 466 | 385 | 335
7806 | Apricus Australia | AGC10-400C5-26D06 | 2017-08-02 | 2030-12-31 | 425 | 474 | 389 | 334
7807 | Apricus Australia | AGC10-400C5-26D06-400C1 | 2016-09-30 | 2030-12-31 | 433 | 477 | 392 | 342
7808 | Apricus Australia | AGC10-400G5-26D01-400G1 | 2016-03-03 | 2030-12-31 | 432 | 464 | 391 | 343
7809 | Apricus Australia | AGC10-400G5-26D02-400G1 | 2016-03-03 | 2030-12-31 | 465 | 508 | 423 | 374
7810 | Apricus Australia | AGC10-400G5-26D03-400G1 | 2016-03-03 | 2030-12-31 | 472 | 519 | 430 | 380
7811 | Apricus Australia | AGC10-400G5-26D04-400G1 | 2016-03-03 | 2030-12-31 | 414 | 441 | 372 | 325
7812 | Apricus Australia | AGC10-400G5-26D05-400G1 | 2016-03-03 | 2030-12-31 | 424 | 454 | 381 | 333
7813 | Apricus Australia | AGC10-400G5-26D06-400G1 | 2016-03-03 | 2030-12-31 | 432 | 465 | 388 | 340
7814 | Apricus Australia | AGC12-400C6-26D01-400C1 | 2016-09-30 | 2030-12-31 | 474 | 509 | 430 | 375
7815 | Apricus Australia | AGC12-400C6-26D02-400C1 | 2016-09-30 | 2030-12-31 | 509 | 553 | 463 | 406
7816 | Apricus Australia | AGC12-400C6-26D03-400C1 | 2016-09-30 | 2030-12-31 | 528 | 579 | 481 | 423
7817 | Apricus Australia | AGC12-400C6-26D04-400C1 | 2016-09-30 | 2030-12-31 | 502 | 546 | 454 | 396
7818 | Apricus Australia | AGC12-400C6-26D05-400C1 | 2016-09-30 | 2030-12-31 | 518 | 567 | 469 | 410
7819 | Apricus Australia | AGC12-400C6-26D06-400C1 | 2016-09-30 | 2030-12-31 | 529 | 582 | 480 | 420
7820 | Apricus Australia | AGC12-400G6-26D01-400G1 | 2016-03-03 | 2030-12-31 | 470 | 498 | 426 | 373
7821 | Apricus Australia | AGC12-400G6-26D02-400G1 | 2016-03-03 | 2030-12-31 | 510 | 547 | 462 | 407
7822 | Apricus Australia | AGC12-400G6-26D03-400G1 | 2016-03-03 | 2030-12-31 | 528 | 570 | 478 | 422
7823 | Apricus Australia | AGC12-400G6-26D04-400G1 | 2016-03-03 | 2030-12-31 | 501 | 533 | 450 | 394
7824 | Apricus Australia | AGC12-400G6-26D05-400G1 | 2016-03-03 | 2030-12-31 | 515 | 551 | 463 | 406
7825 | Apricus Australia | AGC12-400G6-26D06-400G1 | 2016-03-03 | 2030-12-31 | 526 | 567 | 474 | 416
7826 | Apricus Australia | AGC13-400C6-26B09-400C2 | 2016-09-30 | 2030-12-31 | 525 | 589 | 476 | 404
7827 | Apricus Australia | AGC13-400G7-26B04-400G1 | 2014-12-03 | 2030-12-31 | NA | NA | 552 | 486
7828 | Apricus Australia | AGC14-400C7-26D01-400C1 | 2016-09-30 | 2030-12-31 | 517 | 546 | 468 | 406
7829 | Apricus Australia | AGC14-400C7-26D02-400C1 | 2016-09-30 | 2030-12-31 | 558 | 597 | 505 | 440
7830 | Apricus Australia | AGC14-400C7-26D03-400C1 | 2016-09-30 | 2030-12-31 | 588 | 635 | 532 | 465
7831 | Apricus Australia | AGC14-400C7-26D04-400C1 | 2016-09-30 | 2030-12-31 | 590 | 640 | 534 | 466
7832 | Apricus Australia | AGC14-400C7-26D05-400C1 | 2016-09-30 | 2030-12-31 | 610 | 667 | 553 | 484
7833 | Apricus Australia | AGC14-400C7-26D06-400C1 | 2016-09-30 | 2030-12-31 | 625 | 687 | 567 | 497
7834 | Apricus Australia | AGC14-400G7-26D01-400G1 | 2016-03-03 | 2030-12-31 | 508 | 532 | 460 | 402
7835 | Apricus Australia | AGC14-400G7-26D02-400G1 | 2016-03-03 | 2030-12-31 | 555 | 586 | 501 | 439
7836 | Apricus Australia | AGC14-400G7-26D03-400G1 | 2016-03-03 | 2030-12-31 | 585 | 621 | 527 | 463
7837 | Apricus Australia | AGC14-400G7-26D04-400G1 | 2016-03-03 | 2030-12-31 | 588 | 624 | 528 | 464
7838 | Apricus Australia | AGC14-400G7-26D05-400G1 | 2016-03-03 | 2030-12-31 | 606 | 648 | 546 | 479
7839 | Apricus Australia | AGC14-400G7-26D06-400G1 | 2016-03-03 | 2030-12-31 | 621 | 669 | 559 | 492
7840 | Apricus Australia | AGC16-25CT1-32B2-315G2 | 2013-12-10 | 2030-12-31 | 567 | 618 | 511 | 436
7841 | Apricus Australia | AGC16-400C8-26D01-400C1 | 2016-09-30 | 2030-12-31 | 561 | 583 | 506 | 438
7842 | Apricus Australia | AGC16-400C8-26D02-400C1 | 2016-09-30 | 2030-12-31 | 607 | 641 | 547 | 475
7843 | Apricus Australia | AGC16-400C8-26D03-400C1 | 2016-09-30 | 2030-12-31 | 647 | 692 | 584 | 508
7844 | Apricus Australia | AGC16-400C8-26D04-400C1 | 2016-09-30 | 2030-12-31 | 678 | 734 | 613 | 536
7845 | Apricus Australia | AGC16-400C8-26D05-400C1 | 2016-09-30 | 2030-12-31 | 703 | 767 | 637 | 559
7846 | Apricus Australia | AGC16-400C8-26D06-400C1 | 2016-09-30 | 2030-12-31 | 721 | 792 | 655 | 575
7847 | Apricus Australia | AGC16-400G8-26D01-400G1 | 2016-03-03 | 2030-12-31 | 546 | 566 | 495 | 432
7848 | Apricus Australia | AGC16-400G8-26D02-400G1 | 2016-03-03 | 2030-12-31 | 600 | 625 | 540 | 472
7849 | Apricus Australia | AGC16-400G8-26D03-400G1 | 2016-03-03 | 2030-12-31 | 641 | 672 | 575 | 505
7850 | Apricus Australia | AGC16-400G8-26D04-400G1 | 2016-03-03 | 2030-12-31 | 674 | 715 | 606 | 533
7851 | Apricus Australia | AGC16-400G8-26D05-400G1 | 2016-03-03 | 2030-12-31 | 697 | 745 | 628 | 552
7852 | Apricus Australia | AGC16-400G8-26D06-400G1 | 2016-03-03 | 2030-12-31 | 715 | 770 | 645 | 569
7853 | Apricus Australia | AGC17-400G8-26B05-400T1 | 2013-12-10 | 2030-12-31 | 638 | 670 | 574 | 493
7854 | Apricus Australia | AGC18-400C9-26D04-400C1 | 2016-09-30 | 2030-12-31 | 714 | 765 | 647 | 564
7855 | Apricus Australia | AGC18-400C9-26D05-400C1 | 2016-09-30 | 2030-12-31 | 743 | 801 | 673 | 589
7856 | Apricus Australia | AGC18-400C9-26D06-400C1 | 2016-09-30 | 2030-12-31 | 763 | 828 | 693 | 606
7857 | Apricus Australia | AGC18-400G9-26D04-400G1 | 2016-03-03 | 2030-12-31 | 708 | 745 | 638 | 560
7858 | Apricus Australia | AGC18-400G9-26D05-400G1 | 2016-03-03 | 2030-12-31 | 734 | 779 | 663 | 582
7859 | Apricus Australia | AGC18-400G9-26D06-400G1 | 2016-03-03 | 2030-12-31 | 755 | 806 | 681 | 599
7860 | Apricus Australia | AGC20-400C10-26D04-400C1 | 2016-09-30 | 2030-12-31 | 751 | 795 | 681 | 593
7861 | Apricus Australia | AGC20-400C10-26D05-400C1 | 2016-09-30 | 2030-12-31 | 783 | 835 | 709 | 619
7862 | Apricus Australia | AGC20-400C10-26D06-400C1 | 2016-09-30 | 2030-12-31 | 806 | 864 | 730 | 638
7863 | Apricus Australia | AGC20-400G10-26D04-400G1 | 2016-03-03 | 2030-12-31 | 741 | 775 | 670 | 587
7864 | Apricus Australia | AGC20-400G10-26D05-400G1 | 2016-03-03 | 2030-12-31 | 772 | 813 | 698 | 612
7865 | Apricus Australia | AGC20-400G10-26D06-400G1 | 2016-03-03 | 2030-12-31 | 794 | 841 | 718 | 629
7866 | Apricus Australia | AGC22-400C11-26D04-400C1 | 2016-09-30 | 2030-12-31 | 787 | 826 | 715 | 622
7867 | Apricus Australia | AGC22-400C11-26D05-400C1 | 2016-09-30 | 2030-12-31 | 823 | 869 | 746 | 649
7868 | Apricus Australia | AGC22-400C11-26D06-400C1 | 2016-09-30 | 2030-12-31 | 848 | 901 | 768 | 669
7869 | Apricus Australia | AGC22-400G11-26D04-400G1 | 2016-03-03 | 2030-12-31 | 774 | 806 | 702 | 615
7870 | Apricus Australia | AGC22-400G11-26D05-400G1 | 2016-03-03 | 2030-12-31 | 809 | 848 | 734 | 642
7871 | Apricus Australia | AGC22-400G11-26D06-400G1 | 2016-03-03 | 2030-12-31 | 833 | 877 | 754 | 660
7872 | Apricus Australia | AGC24-400C12-26D04-400C1 | 2016-09-30 | 2030-12-31 | 824 | 856 | 749 | 650
7873 | Apricus Australia | AGC24-400C12-26D05-400C1 | 2016-09-30 | 2030-12-31 | 863 | 903 | 782 | 679
7874 | Apricus Australia | AGC24-400C12-26D06-400C1 | 2016-09-30 | 2030-12-31 | 891 | 937 | 805 | 700
7875 | Apricus Australia | AGC24-400G12-26D04-400G1 | 2016-03-03 | 2030-12-31 | 807 | 836 | 734 | 642
7876 | Apricus Australia | AGC24-400G12-26D05-400G1 | 2016-03-03 | 2030-12-31 | 847 | 882 | 769 | 671
7877 | Apricus Australia | AGC24-400G12-26D06-400G1 | 2016-03-03 | 2030-12-31 | 873 | 912 | 790 | 690
7878 | Apricus Australia | AGC26-400C13-26D04-400C1 | 2016-09-30 | 2030-12-31 | 860 | 887 | 782 | 679
7879 | Apricus Australia | AGC26-400C13-26D05-400C1 | 2016-09-30 | 2030-12-31 | 903 | 937 | 818 | 709
7880 | Apricus Australia | AGC26-400C13-26D06-400C1 | 2016-09-30 | 2030-12-31 | 933 | 973 | 843 | 732
7881 | Apricus Australia | AGC26-400G13-26D04-400G1 | 2016-03-03 | 2030-12-31 | 840 | 866 | 766 | 669
7882 | Apricus Australia | AGC26-400G13-26D05-400G1 | 2016-03-03 | 2030-12-31 | 884 | 916 | 804 | 701
7883 | Apricus Australia | AGC26-400G13-26D06-400G1 | 2016-03-03 | 2030-12-31 | 912 | 948 | 826 | 720
7884 | Apricus Australia | AGC28-400C14-26D04-400C1 | 2016-09-30 | 2030-12-31 | 897 | 918 | 816 | 708
7885 | Apricus Australia | AGC28-400C14-26D05-400C1 | 2016-09-30 | 2030-12-31 | 943 | 970 | 854 | 740
7886 | Apricus Australia | AGC28-400C14-26D06-400C1 | 2016-09-30 | 2030-12-31 | 976 | 1009 | 881 | 763
7887 | Apricus Australia | AGC28-400G14-26D04-400G1 | 2016-03-03 | 2030-12-31 | 873 | 896 | 798 | 696
7888 | Apricus Australia | AGC28-400G14-26D05-400G1 | 2016-03-03 | 2030-12-31 | 922 | 950 | 839 | 731
7889 | Apricus Australia | AGC28-400G14-26D06-400G1 | 2016-03-03 | 2030-12-31 | 952 | 983 | 863 | 751
7890 | Apricus Australia | AGC40-2000S5-26B12-400G2 | 2014-12-03 | 2030-12-31 | NA | NA | 1696 | 1484
7891 | Apricus Australia | AGC40-2000S5-32B10 | 2014-12-09 | 2030-12-31 | NA | NA | 1427 | NA
7892 | Apricus Australia | APC08-08CT1-32B1 | 2013-12-10 | 2030-12-31 | 163 | 163 | 157 | 144
7893 | Apricus Australia | APC40-10CT12-32B10 | 2013-12-10 | 2030-12-31 | 1489 | 1560 | 1348 | 1168
7894 | Apricus Australia | ARC15-400G6-26R3-315T1 | 2013-09-16 | 2030-12-31 | 587 | 626 | 529 | 455
7895 | Apricus Australia | ARC20-400G9-26R5-250T1 | 2013-09-16 | 2030-12-31 | 748 | 786 | 673 | 576
7896 | Apricus Australia | ARC20-400G9-26R8-250T2 | 2013-09-16 | 2030-12-31 | 808 | 866 | 725 | 620
7897 | Apricus Australia | ARC8-400G4-32R1-315T1 | 2013-09-16 | 2030-12-31 | 341 | 378 | 310 | 269
7898 | B.-d Paris Creek | Paris Creek Solar Farm | 2014-04-08 | 2030-12-31 | NA | NA | 1274 | NA
7899 | Chromagen | S066BP10TP33 | 2012-10-15 | 2030-12-31 | 81 | 86 | 70 | 54
7900 | Chromagen | S0812SR10 | 2013-06-24 | 2030-12-31 | 154 | 168 | 137 | 118
7901 | Chromagen | S086SP12 | 2013-06-24 | 2030-12-31 | 151 | 167 | 134 | 115
7902 | Chromagen | S096SP12 | 2012-10-15 | 2030-12-31 | 180 | 201 | 162 | 139
7903 | Chromagen | S099BP10TP13 | 2012-10-15 | 2030-12-31 | 179 | 198 | 161 | 136
7904 | Chromagen | S1210SP12 | 2013-06-24 | 2030-12-31 | 260 | 284 | 231 | 199
7905 | Chromagen | S1210SP12DS34 | 2013-09-13 | 2030-12-31 | 328 | 361 | 301 | 263
7906 | Chromagen | S1210SP12G34I | 2013-06-24 | 2030-12-31 | 302 | 331 | 272 | 231
7907 | Chromagen | S1210SP12KW103 | 2014-09-16 | 2030-12-31 | 266 | 292 | 241 | 207
7908 | Chromagen | S1210SP12TP34 | 2013-04-09 | 2030-12-31 | 309 | 342 | 278 | 236
7909 | Chromagen | S1212SP12TP38 | 2013-03-15 | 2030-12-31 | 362 | 400 | 327 | 281
7910 | Chromagen | S1212SR10DS24 | 2013-12-11 | 2030-12-31 | 112 | 119 | 99 | 81
7911 | Chromagen | S1212SR10TP24 | 2013-12-11 | 2030-12-31 | 104 | 111 | 91 | 71
7912 | Chromagen | S1215SR10DS24 | 2013-09-13 | 2030-12-31 | 175 | 190 | 157 | 134
7913 | Chromagen | S1218SR10DS24 | 2013-09-13 | 2030-12-31 | 236 | 258 | 215 | 186
7914 | Chromagen | S1220SR10 | 2013-06-24 | 2030-12-31 | 229 | 250 | 204 | 175
7915 | Chromagen | S1224SR10G34I | 2013-06-24 | 2030-12-31 | 306 | 334 | 276 | 236
7916 | Chromagen | S1224SR10TP34 | 2013-06-24 | 2030-12-31 | 307 | 334 | 277 | 237
7917 | Chromagen | S1228SR10TP34 | 2013-03-15 | 2030-12-31 | NA | NA | 344 | 298
7918 | Chromagen | S126SP12DS24 | 2013-12-11 | 2030-12-31 | 160 | 173 | 142 | 118
7919 | Chromagen | S126SP12TP24 | 2013-12-11 | 2030-12-31 | 140 | 149 | 122 | 98
7920 | Chromagen | S128SP12 | 2013-06-24 | 2030-12-31 | 216 | 241 | 192 | 171
7921 | Chromagen | S128SP12DS24 | 2013-09-13 | 2030-12-31 | 253 | 278 | 229 | 197
7922 | Chromagen | S129SP12DS24 | 2013-09-13 | 2030-12-31 | 296 | 325 | 270 | 236
7923 | Chromagen | S1612BP11TP33 | 2013-03-15 | 2030-12-31 | 267 | 293 | 240 | 203
7924 | Chromagen | S1612SP12 | 2013-06-24 | 2030-12-31 | 332 | 365 | 296 | 255
7925 | Chromagen | S1612SP12DS34 | 2013-09-13 | 2030-12-31 | 402 | 441 | 369 | 324
7926 | Chromagen | S1612SP12DS44 | 2013-09-13 | 2030-12-31 | 415 | 461 | 381 | 334
7927 | Chromagen | S1612SP12G34I | 2013-06-24 | 2030-12-31 | 379 | 416 | 342 | 293
7928 | Chromagen | S1612SP12TP34 | 2013-06-24 | 2030-12-31 | 380 | 417 | 343 | 294
7929 | Chromagen | S1615SP12TP38 | 2013-04-09 | 2030-12-31 | 462 | 509 | 419 | 357
7930 | Chromagen | S1616SP12G44I | 2013-06-24 | 2030-12-31 | 480 | 521 | 433 | 371
7931 | Chromagen | S1616SP12TP44 | 2013-06-24 | 2030-12-31 | NA | 522 | 434 | 372
7932 | Chromagen | S1621SR10DS34 | 2013-09-13 | 2030-12-31 | 290 | 321 | 266 | 234
7933 | Chromagen | S1624SR10DS44 | 2013-09-13 | 2030-12-31 | 329 | 360 | 300 | 262
7934 | Chromagen | S1627SR10DS24 | 2015-08-10 | 2030-12-31 | 378 | 417 | 349 | 309
7935 | Chromagen | S1628SR10 | 2013-06-24 | 2030-12-31 | 342 | 371 | 305 | 264
7936 | Chromagen | S1632SR10G44I | 2013-06-24 | 2030-12-31 | 416 | 451 | 377 | 323
7937 | Chromagen | S1632SR10TP44 | 2013-06-24 | 2030-12-31 | 417 | 452 | 378 | 324
7938 | Chromagen | S1635SR10TP38 | 2013-04-09 | 2030-12-31 | 461 | 506 | 418 | 358
7939 | Chromagen | S1640SR10G44I | 2013-06-24 | 2030-12-31 | 502 | 535 | 455 | 392
7940 | Chromagen | S1640SR10TP44 | 2013-06-24 | 2030-12-31 | 500 | 534 | 452 | 389
7941 | Chromagen | S2016SP12 | 2013-06-24 | 2030-12-31 | 439 | 478 | 390 | 337
7942 | Chromagen | S2016SP12DS54 | 2013-09-13 | 2030-12-31 | 555 | 613 | 510 | 449
7943 | Chromagen | S2030SR10DS54 | 2013-09-13 | 2030-12-31 | 431 | 476 | 395 | 347
7944 | Chromagen | S2036SR10 | 2013-06-24 | 2030-12-31 | 447 | 483 | 400 | 346
7945 | Chromagen | S2036SR10DS64 | 2013-09-13 | 2030-12-31 | 531 | 587 | 489 | 432
7946 | Chromagen | S2048SR10G64I | 2013-06-24 | 2030-12-31 | 651 | 712 | 591 | 510
7947 | Chromagen | S2048SR10TP64 | 2013-06-24 | 2030-12-31 | 653 | 714 | 593 | 513
7948 | Chromagen | S2412SP12DS44 | 2013-12-11 | 2030-12-31 | 393 | 430 | 355 | 307
7949 | Chromagen | S2412SP12TP44 | 2013-12-11 | 2030-12-31 | 354 | 387 | 313 | 261
7950 | Chromagen | S2416SP12DS34 | 2016-08-10 | 2030-12-31 | NA | 586 | 493 | 430
7951 | Chromagen | S2416SP12TP34 | 2014-09-16 | 2030-12-31 | 400 | 423 | 358 | 304
7952 | Chromagen | S2418SP12DS54 | 2013-09-13 | 2030-12-31 | 645 | 716 | 596 | 527
7953 | Chromagen | S2420SP12 | 2013-06-24 | 2030-12-31 | 540 | 587 | 481 | 415
7954 | Chromagen | S2420SP12DS64 | 2013-09-13 | 2030-12-31 | 716 | 793 | 662 | 586
7955 | Chromagen | S2420SP12G64I | 2013-06-24 | 2030-12-31 | 646 | 714 | 584 | 500
7956 | Chromagen | S2420SP12TP616 | 2013-04-09 | 2030-12-31 | 631 | 703 | 570 | 484
7957 | Chromagen | S2420SP12TP64 | 2013-06-24 | 2030-12-31 | 651 | 717 | 591 | 508
7958 | Chromagen | S2424SR10DS44 | 2013-12-11 | 2030-12-31 | 308 | 337 | 279 | 243
7959 | Chromagen | S2424SR10G34I | 2014-03-25 | 2030-12-31 | 250 | 274 | 222 | 183
7960 | Chromagen | S2424SR10TP44 | 2013-12-11 | 2030-12-31 | 285 | 312 | 253 | 226
7961 | Chromagen | S2439SR10DS64 | 2013-09-13 | 2030-12-31 | 558 | 615 | 513 | 450
7962 | Chromagen | S2448SR10 | 2013-06-24 | 2030-12-31 | 572 | 609 | 510 | 442
7963 | Chromagen | S2448SR10TP616 | 2013-04-09 | 2030-12-31 | 637 | 703 | 576 | 490
7964 | Chromagen | S2720SP12TP63 | 2014-03-25 | 2030-12-31 | 559 | NA | 513 | 438
7965 | Chromagen | S2816SP12DS74 | 2015-11-03 | 2030-12-31 | 570 | 627 | 529 | 450
7966 | Chromagen | S2816SP12TP34 | 2014-09-16 | 2030-12-31 | 395 | 421 | 357 | 302
7967 | Chromagen | S2820SP12DS54 | 2016-11-23 | 2030-12-31 | NA | NA | 671 | 580
7968 | Chromagen | S2820SP12TP54 | 2014-03-25 | 2030-12-31 | 533 | 569 | 478 | 407
7969 | Chromagen | S2824SP12 | 2013-06-24 | 2030-12-31 | 635 | 706 | 585 | 510
7970 | Chromagen | S2824SP12DS88 | 2013-09-13 | 2030-12-31 | 858 | 953 | 794 | 702
7971 | Chromagen | S2824SP12G88I | 2013-06-24 | 2030-12-31 | 785 | 872 | 712 | 612
7972 | Chromagen | S2824SP12TP712 | 2013-03-15 | 2030-12-31 | 787 | 873 | 716 | 617
7973 | Chromagen | S2824SP12TP88 | 2013-06-24 | 2030-12-31 | 788 | 875 | 716 | 615
7974 | Chromagen | S2848SR10DS88 | 2013-09-13 | 2030-12-31 | 708 | 784 | 654 | 577
7975 | Chromagen | S2856SR10 | 2013-06-24 | 2030-12-31 | 685 | 727 | 615 | 537
7976 | Chromagen | S2856SR10G88I | 2013-06-24 | 2030-12-31 | 778 | 862 | 708 | 611
7977 | Chromagen | S2856SR10TP712 | 2013-03-15 | 2030-12-31 | 780 | 863 | 712 | 615
7978 | Chromagen | S2856SR10TP88 | 2013-06-24 | 2030-12-31 | 780 | 865 | 711 | 614
7979 | Chromagen | S3134BP10TP1412 | 2012-10-15 | 2030-12-31 | 684 | 766 | 616 | 518
7980 | Chromagen | S3216SP12DS54 | 2013-12-11 | 2030-12-31 | 549 | 606 | 499 | 436
7981 | Chromagen | S3220SP12KW203 | 2014-09-16 | 2030-12-31 | 530 | 583 | 480 | 411
7982 | Chromagen | S3220SP12KW303 | 2014-09-16 | 2030-12-31 | 612 | 696 | 562 | 484
7983 | Chromagen | S3224SP12TP54 | 2014-06-17 | 2030-12-31 | 565 | 590 | 510 | 434
7984 | Chromagen | S3228SP12 | 2013-06-24 | 2030-12-31 | 743 | 801 | 671 | 586
7985 | Chromagen | S3228SP12DS88 | 2013-09-13 | 2030-12-31 | 1000 | 1107 | 926 | 820
7986 | Chromagen | S3228SP12G88I | 2013-06-24 | 2030-12-31 | 910 | 1002 | 846 | 710
7987 | Chromagen | S3228SP12TP812 | 2013-04-09 | 2030-12-31 | 904 | 998 | 820 | 702
7988 | Chromagen | S3228SP12TP88 | 2013-06-24 | 2030-12-31 | 908 | 998 | 824 | 710
7989 | Chromagen | S3230SR10DS54 | 2013-12-11 | 2030-12-31 | 382 | 419 | 344 | 298
7990 | Chromagen | S3230SR10TP54 | 2013-12-11 | 2030-12-31 | 342 | 370 | 301 | 251
7991 | Chromagen | S3254SR10DS88 | 2013-09-13 | 2030-12-31 | 789 | 868 | 728 | 641
7992 | Chromagen | S3264SR10 | 2013-06-24 | 2030-12-31 | 776 | 824 | 702 | 615
7993 | Chromagen | S3264SR10TP812 | 2013-03-15 | 2030-12-31 | 893 | 984 | 815 | 704
7994 | Chromagen | S3272SR10G88I | 2013-06-24 | 2030-12-31 | 987 | 1077 | 897 | 775
7995 | Chromagen | S3272SR10TP88 | 2013-06-24 | 2030-12-31 | 978 | 1062 | 889 | 768
7996 | Chromagen | S3632SP12 | 2013-06-24 | 2030-12-31 | 830 | 885 | 747 | 658
7997 | Chromagen | S3632SP12DS108 | 2013-09-13 | 2030-12-31 | 1169 | 1298 | 1085 | 964
7998 | Chromagen | S3636SR10DS64 | 2013-12-11 | 2030-12-31 | 476 | 522 | 430 | 375
7999 | Chromagen | S3636SR10TP64 | 2013-12-11 | 2030-12-31 | 434 | 474 | 385 | 324
8000 | Chromagen | S3672SR10 | 2013-06-24 | 2030-12-31 | 863 | 913 | 781 | 689
8001 | Chromagen | S4020SP12DS64 | 2013-12-11 | 2030-12-31 | 709 | 787 | 649 | 569
8002 | Chromagen | S4020SP12TP64 | 2013-12-11 | 2030-12-31 | 650 | 720 | 582 | 496
8003 | Chromagen | S4024SP12DS64 | 2013-12-11 | 2030-12-31 | 847 | 942 | 776 | 679
8004 | Chromagen | S4024SP12TP44 | 2014-03-25 | 2030-12-31 | NA | 620 | 531 | 452
8005 | Chromagen | S4032SP12G88I | 2013-06-24 | 2030-12-31 | NA | 1122 | 932 | 801
8006 | Chromagen | S4032SP12TP812 | 2013-03-15 | 2030-12-31 | NA | 1176 | 973 | 841
8007 | Chromagen | S4032SP12TP88 | 2013-06-24 | 2030-12-31 | NA | NA | 924 | 793
8008 | Chromagen | S4036SP12 | 2013-06-24 | 2030-12-31 | 907 | 964 | 820 | 726
8009 | Chromagen | S4036SP12DS108 | 2013-09-13 | 2030-12-31 | 1290 | 1424 | 1195 | 1061
8010 | Chromagen | S4060SR10DS108 | 2013-09-13 | 2030-12-31 | 883 | 971 | 814 | 716
8011 | Chromagen | S4072SR10TP812 | 2013-03-15 | 2030-12-31 | NA | 1145 | 947 | 821
8012 | Chromagen | S4080SR10 | 2013-06-24 | 2030-12-31 | 942 | 993 | 854 | 759
8013 | Chromagen | S4080SR10G88I | 2013-06-24 | 2030-12-31 | 1074 | 1157 | 975 | 828
8014 | Chromagen | S4080SR10TP88 | 2013-06-24 | 2030-12-31 | 1063 | 1140 | 965 | 832
8015 | Chromagen | S40SS32SP12GI8SS10 | 2013-06-24 | 2030-12-31 | 997 | 1094 | 900 | 773
8016 | Chromagen | S40SS32SP12TP8SS10 | 2013-06-24 | 2030-12-31 | 1000 | 1096 | 903 | 777
8017 | Chromagen | S410SR10TP14 | 2013-03-15 | 2030-12-31 | 95 | 101 | 84 | 70
8018 | Chromagen | S43SP12DS14 | 2013-09-13 | 2030-12-31 | 92 | 98 | 82 | 68
8019 | Chromagen | S4436SP12TP816 | 2013-03-15 | 2030-12-31 | 1205 | 1339 | 1099 | 951
8020 | Chromagen | S4480SR10TP816 | 2013-03-15 | 2030-12-31 | NA | 1296 | 1068 | 929
8021 | Chromagen | S44SP12G14I | 2013-06-24 | 2030-12-31 | 91 | 98 | 80 | 66
8022 | Chromagen | S44SP12G24I | 2013-06-24 | 2030-12-31 | 81 | 86 | 71 | 57
8023 | Chromagen | S44SP12TP14 | 2013-03-15 | 2030-12-31 | 99 | 104 | 81 | 73
8024 | Chromagen | S4832SP12TP84 | 2014-03-25 | 2030-12-31 | 938 | 1015 | 845 | 723
8025 | Chromagen | S4836SP12TP84 | 2014-06-17 | 2030-12-31 | 964 | 1022 | 868 | 742
8026 | Chromagen | S4840SP12TP816 | 2013-04-09 | 2030-12-31 | NA | NA | 1222 | 1057
8027 | Chromagen | S4848SR10DS88 | 2013-12-11 | 2030-12-31 | 641 | 706 | 581 | 505
8028 | Chromagen | S4848SR10TP88 | 2013-12-11 | 2030-12-31 | 590 | 658 | 524 | 442
8029 | Chromagen | S4892SR10TP816 | 2013-03-15 | 2030-12-31 | NA | NA | 1219 | 1062
8030 | Chromagen | S48SR10G14I | 2013-06-24 | 2030-12-31 | 60 | 62 | 51 | 40
8031 | Chromagen | S48SR10TP14 | 2013-06-24 | 2030-12-31 | 62 | 63 | 54 | 42
8032 | Chromagen | S56100SR10TP920 | 2013-03-15 | 2030-12-31 | NA | NA | 1340 | 1168
8033 | Chromagen | S56112SR10TP1020 | 2013-03-15 | 2030-12-31 | NA | NA | 1474 | 1286
8034 | Chromagen | S5628SP12DS88 | 2013-12-11 | 2030-12-31 | 993 | 1100 | 909 | 796
8035 | Chromagen | S5628SP12TP88 | 2013-12-11 | 2030-12-31 | 892 | 980 | 797 | 676
8036 | Chromagen | S5644SP12TP920 | 2013-03-15 | 2030-12-31 | NA | NA | 1408 | 1244
8037 | Chromagen | S5650SP12TP1020 | 2013-04-09 | 2030-12-31 | NA | NA | 1483 | 1287
8038 | Chromagen | S60128SR10TP1024 | 2013-03-15 | 2030-12-31 | NA | NA | 1657 | 1450
8039 | Chromagen | S6056SP12TP1024 | 2013-03-15 | 2030-12-31 | NA | 1984 | 1654 | 1450
8040 | Chromagen | S6060SR10DS108 | 2013-12-11 | 2030-12-31 | 821 | 907 | 751 | 656
8041 | Chromagen | S6060SR10TP108 | 2013-12-11 | 2030-12-31 | 764 | 842 | 682 | 577
8042 | Chromagen | S60SS52SP12TP14GISS20 | 2013-06-24 | 2030-12-31 | 1650 | 1849 | 1506 | 1305
8043 | Chromagen | S60SS52SP12TP14SS20 | 2013-06-24 | 2030-12-31 | 1668 | 1874 | 1527 | 1326
8044 | Chromagen | S64136SR10TP1224 | 2013-03-15 | 2030-12-31 | NA | NA | 1781 | 1541
8045 | Chromagen | S6432SP12DS108 | 2013-12-11 | 2030-12-31 | 1160 | 1290 | 1065 | 934
8046 | Chromagen | S6432SP12TP108 | 2013-12-11 | 2030-12-31 | 1034 | 1136 | 925 | 785
8047 | Chromagen | S6460SP12TP1224 | 2013-04-09 | 2030-12-31 | NA | NA | 1736 | 1516
8048 | Chromagen | S6868SP12TP1332 | 2013-03-15 | 2030-12-31 | 2058 | 2259 | 1904 | 1677
8049 | Chromagen | S7276SP12TP1432 | 2013-03-15 | 2030-12-31 | NA | 2390 | 2039 | 1804
8050 | Chromagen | S8052SP12DS1020 | 2016-03-22 | 2030-12-31 | 1889 | 2066 | 1754 | 1466
8051 | Chromagen | S812SR10DS14 | 2013-09-13 | 2030-12-31 | 141 | 150 | 126 | 107
8052 | Chromagen | S812SR10G14I | 2013-06-24 | 2030-12-31 | 141 | 153 | 124 | 103
8053 | Chromagen | S812SR10TP14 | 2013-03-15 | 2030-12-31 | 141 | 153 | 124 | 103
8054 | Chromagen | S820SR10G24I | 2013-06-24 | 2030-12-31 | 250 | 271 | 226 | 193
8055 | Chromagen | S820SR10T24 | 2013-03-15 | 2030-12-31 | 249 | 270 | 225 | 194
8056 | Chromagen | S820SR10TP24 | 2013-06-24 | 2030-12-31 | 250 | 272 | 227 | 194
8057 | Chromagen | S84SP12DS14 | 2013-12-11 | 2030-12-31 | 103 | 112 | 91 | 76
8058 | Chromagen | S84SP12TP14 | 2013-12-11 | 2030-12-31 | 86 | 91 | 74 | 59
8059 | Chromagen | S85SP12DS14 | 2013-09-13 | 2030-12-31 | 156 | 172 | 141 | 122
8060 | Chromagen | S85SP12G14I | 2013-06-24 | 2030-12-31 | 138 | 150 | 122 | 102
8061 | Chromagen | S85SP12TP14 | 2013-03-15 | 2030-12-31 | 138 | 150 | 122 | 102
8062 | Chromagen | S86SP12DS14 | 2013-09-13 | 2030-12-31 | 196 | 217 | 180 | 157
8063 | Chromagen | S86SP12G24I | 2013-06-24 | 2030-12-31 | 168 | 181 | 150 | 126
8064 | Chromagen | S88SP12G24I | 2013-06-24 | 2030-12-31 | 241 | 266 | 218 | 186
8065 | Chromagen | S88SP12TP24 | 2013-03-15 | 2030-12-31 | 240 | 265 | 217 | 186
8066 | Chromagen | S89SR10DS14 | 2013-09-13 | 2030-12-31 | 87 | 94 | 77 | 64
8067 | Chromagen | S915SR10TP23 | 2013-04-09 | 2030-12-31 | 173 | 185 | 155 | 130
8068 | Chromagen | S96SP12TP23 | 2013-04-09 | 2030-12-31 | 169 | 182 | 149 | 125
8069 | Echuca Solar Chiller | Echuca Solar Chiller | 2011-01-01 | 2030-12-31 | NA | NA | 3740 | NA
8070 | Edson | EC1000-120-315-1-32-2 | 2010-08-24 | 2030-12-31 | 119 | 131 | 103 | 84
8071 | Edson | EC1600-180-650-1-32-2 | 2010-07-28 | 2030-12-31 | 168 | 184 | 143 | 114
8072 | Edson | EC1600-180-800-2-14.4-1 | 2010-07-28 | 2030-12-31 | 189 | 215 | 164 | 134
8073 | Edson | EC2000-240-1000-2-14.4-1 | 2010-07-28 | 2030-12-31 | 278 | 318 | 246 | 206
8074 | Edson | EC2000-240-650-1-32-2 | 2010-07-28 | 2030-12-31 | 260 | 285 | 226 | 186
8075 | Edson | EC2400-270-650-2-32-2 | 2010-07-28 | 2030-12-31 | 269 | 294 | 231 | 187
8076 | Edson | EC2400-270-800-3-14.4-1 | 2010-07-28 | 2030-12-31 | 287 | 327 | 250 | 204
8077 | Edson | EC3000-360-1000-3-14.4-1 | 2010-07-28 | 2030-12-31 | 430 | 490 | 380 | 319
8078 | Edson | EC3000-360-650-2-32-2 | 2010-07-28 | 2030-12-31 | 403 | 443 | 351 | 291
8079 | Edson | EC3000-360-800-1-32-3 | 2010-07-28 | 2030-12-31 | 419 | 462 | 368 | 307
8080 | Edson | EC3000-360-800-3-32-2 | 2010-07-28 | 2030-12-31 | 369 | 402 | 316 | 257
8081 | Edson | EC800-90-315-1-32-1 | 2010-08-24 | 2030-12-31 | 78 | 85 | 67 | 54
8082 | Edson | EC800-90-800-1-14.4-1 | 2010-07-28 | 2030-12-31 | 81 | 91 | 69 | 55
8083 | Edson Pty Ltd | EC4000-480-315-2-32-4 | 2010-08-24 | 2030-12-31 | 608 | 672 | 538 | 455
8084 | Edson Pty Ltd | EC7000-1080-315-2-32-8 | 2010-08-24 | 2030-12-31 | 1126 | 1164 | 1012 | 856
8085 | Geoflow Australia Pty Ltd | AVK_V37_A | 2018-01-25 | 2030-12-31 | 299 | 326 | 281 | 253
8086 | Geoflow Australia Pty Ltd | AVK_V37_B | 2018-01-25 | 2030-12-31 | 808 | 880 | 761 | 687
8087 | Geoflow Australia Pty Ltd | AVK_V37_C | 2018-01-25 | 2030-12-31 | 1653 | 1798 | 1559 | 1409
8088 | Geoflow Australia Pty Ltd | AVK_V37_EB | 2018-01-25 | 2030-12-31 | 972 | 1079 | 908 | 817
8089 | Geoflow Australia Pty Ltd | AVK_V37_EC | 2018-01-25 | 2030-12-31 | 1977 | 2191 | 1848 | 1665
8090 | Neopower | STB-3X315L-EO-3X30 | 2012-06-20 | 2030-12-31 | 105 | 120 | 96 | 81
8091 | Rheem | 610430-01/NPT-03-613315 | 2007-02-02 | 2030-12-31 | 31 | 33 | 26 | 19
8092 | Rheem | 610430-01/NPT-03-616315 | 2007-02-02 | 2030-12-31 | 31 | 33 | 25 | 19
8093 | Rheem | 610430-01/NPT-04-613315 | 2007-02-02 | 2030-12-31 | 61 | 69 | 54 | 44
8094 | Rheem | 610430-01/NPT-04-616315 | 2007-02-02 | 2030-12-31 | 61 | 68 | 53 | 43
8095 | Rheem | 1000SS-01/L-07-E | 2012-11-26 | 2030-12-31 | 109 | 122 | 97 | 80
8096 | Rheem | 1000SS-01/L-08-E | 2012-11-26 | 2030-12-31 | 135 | 152 | 121 | 101
8097 | Rheem | 1000SS-01/L-08-G | 2012-11-26 | 2030-12-31 | 97 | 107 | 81 | 62
8098 | Rheem | 1000SS-01/L-09-E | 2012-11-26 | 2030-12-31 | 161 | 183 | 146 | 123
8099 | Rheem | 1000SS-01/L-09-G | 2012-11-26 | 2030-12-31 | 113 | 125 | 96 | 75
8100 | Rheem | 1000SS-01/L-10-E | 2012-11-26 | 2030-12-31 | 170 | 191 | 154 | 130
8101 | Rheem | 1000SS-01/L-10-G | 2012-11-26 | 2030-12-31 | 140 | 157 | 121 | 97
8102 | Rheem | 1000SS-01/L-11-E | 2012-11-26 | 2030-12-31 | 180 | 199 | 162 | 137
8103 | Rheem | 1000SS-01/L-11-G | 2012-11-26 | 2030-12-31 | 167 | 189 | 147 | 120
8104 | Rheem | 1000SS-01/NPT-07-E | 2012-11-26 | 2030-12-31 | 109 | 122 | 97 | 80
8105 | Rheem | 1000SS-01/NPT-08-E | 2012-11-26 | 2030-12-31 | 135 | 152 | 121 | 101
8106 | Rheem | 1000SS-01/NPT-08-G | 2012-11-26 | 2030-12-31 | 97 | 107 | 81 | 62
8107 | Rheem | 1000SS-01/NPT-09-E | 2012-11-26 | 2030-12-31 | 161 | 183 | 146 | 123
8108 | Rheem | 1000SS-01/NPT-09-G | 2012-11-26 | 2030-12-31 | 113 | 125 | 96 | 75
8109 | Rheem | 1000SS-01/NPT-10-E | 2012-11-26 | 2030-12-31 | 170 | 191 | 154 | 130
8110 | Rheem | 1000SS-01/NPT-10-G | 2012-11-26 | 2030-12-31 | 140 | 157 | 121 | 97
8111 | Rheem | 1000SS-01/NPT-11-E | 2012-11-26 | 2030-12-31 | 180 | 199 | 162 | 137
8112 | Rheem | 1000SS-01/NPT-11-G | 2012-11-26 | 2030-12-31 | 167 | 189 | 147 | 120
8113 | Rheem | 1000SS-02/L-12-E | 2012-11-26 | 2030-12-31 | 208 | 239 | 188 | 157
8114 | Rheem | 1000SS-02/L-13-E | 2012-11-26 | 2030-12-31 | 232 | 267 | 210 | 177
8115 | Rheem | 1000SS-02/L-14-E | 2012-11-26 | 2030-12-31 | 256 | 295 | 233 | 197
8116 | Rheem | 1000SS-02/L-14-G | 2012-11-26 | 2030-12-31 | 152 | 165 | 125 | 92
8117 | Rheem | 1000SS-02/L-15-E | 2012-11-26 | 2030-12-31 | 280 | 323 | 255 | 217
8118 | Rheem | 1000SS-02/L-15-G | 2012-11-26 | 2030-12-31 | 185 | 204 | 155 | 119
8119 | Rheem | 1000SS-02/L-16-E | 2012-11-26 | 2030-12-31 | 304 | 351 | 278 | 237
8120 | Rheem | 1000SS-02/L-16-G | 2012-11-26 | 2030-12-31 | 218 | 243 | 186 | 146
8121 | Rheem | 1000SS-02/L-17-E | 2012-11-26 | 2030-12-31 | 329 | 380 | 301 | 258
8122 | Rheem | 1000SS-02/L-17-G | 2012-11-26 | 2030-12-31 | 251 | 283 | 217 | 173
8123 | Rheem | 1000SS-02/L-18-E | 2012-11-26 | 2030-12-31 | 336 | 384 | 306 | 261
8124 | Rheem | 1000SS-02/L-18-G | 2012-11-26 | 2030-12-31 | 268 | 302 | 233 | 187
8125 | Rheem | 1000SS-02/L-19-E | 2012-11-26 | 2030-12-31 | 343 | 389 | 311 | 265
8126 | Rheem | 1000SS-02/L-19-G | 2012-11-26 | 2030-12-31 | 286 | 322 | 249 | 201
8127 | Rheem | 1000SS-02/L-20-E | 2012-11-26 | 2030-12-31 | 351 | 393 | 317 | 269
8128 | Rheem | 1000SS-02/L-20-G | 2012-11-26 | 2030-12-31 | 304 | 342 | 266 | 215
8129 | Rheem | 1000SS-02/L-21-E | 2012-11-26 | 2030-12-31 | 358 | 398 | 322 | 273
8130 | Rheem | 1000SS-02/L-21-G | 2012-11-26 | 2030-12-31 | 322 | 362 | 282 | 229
8131 | Rheem | 1000SS-02/L-22-E | 2012-11-26 | 2030-12-31 | 366 | 403 | 328 | 277
8132 | Rheem | 1000SS-02/L-22-G | 2012-11-26 | 2030-12-31 | 340 | 382 | 299 | 244
8133 | Rheem | 1000SS-02/NPT-12-E | 2012-11-26 | 2030-12-31 | 208 | 239 | 188 | 157
8134 | Rheem | 1000SS-02/NPT-13-E | 2012-11-26 | 2030-12-31 | 232 | 267 | 210 | 177
8135 | Rheem | 1000SS-02/NPT-14-E | 2012-11-26 | 2030-12-31 | 256 | 295 | 233 | 197
8136 | Rheem | 1000SS-02/NPT-14-G | 2012-11-26 | 2030-12-31 | 152 | 165 | 125 | 92
8137 | Rheem | 1000SS-02/NPT-15-E | 2012-11-26 | 2030-12-31 | 280 | 323 | 255 | 217
8138 | Rheem | 1000SS-02/NPT-15-G | 2012-11-26 | 2030-12-31 | 185 | 204 | 155 | 119
8139 | Rheem | 1000SS-02/NPT-16-E | 2012-11-26 | 2030-12-31 | 304 | 351 | 278 | 237
8140 | Rheem | 1000SS-02/NPT-16-G | 2012-11-26 | 2030-12-31 | 218 | 243 | 186 | 146
8141 | Rheem | 1000SS-02/NPT-17-E | 2012-11-26 | 2030-12-31 | 329 | 380 | 301 | 258
8142 | Rheem | 1000SS-02/NPT-17-G | 2012-11-26 | 2030-12-31 | 251 | 283 | 217 | 173
8143 | Rheem | 1000SS-02/NPT-18-E | 2012-11-26 | 2030-12-31 | 336 | 384 | 306 | 261
8144 | Rheem | 1000SS-02/NPT-18-G | 2012-11-26 | 2030-12-31 | 268 | 302 | 233 | 187
8145 | Rheem | 1000SS-02/NPT-19-E | 2012-11-26 | 2030-12-31 | 343 | 389 | 311 | 265
8146 | Rheem | 1000SS-02/NPT-19-G | 2012-11-26 | 2030-12-31 | 286 | 322 | 249 | 201
8147 | Rheem | 1000SS-02/NPT-20-E | 2012-11-26 | 2030-12-31 | 351 | 393 | 317 | 269
8148 | Rheem | 1000SS-02/NPT-20-G | 2012-11-26 | 2030-12-31 | 304 | 342 | 266 | 215
8149 | Rheem | 1000SS-02/NPT-21-E | 2012-11-26 | 2030-12-31 | 358 | 398 | 322 | 273
8150 | Rheem | 1000SS-02/NPT-21-G | 2012-11-26 | 2030-12-31 | 322 | 362 | 282 | 229
8151 | Rheem | 1000SS-02/NPT-22-E | 2012-11-26 | 2030-12-31 | 366 | 403 | 328 | 277
8152 | Rheem | 1000SS-02/NPT-22-G | 2012-11-26 | 2030-12-31 | 340 | 382 | 299 | 244
8153 | Rheem | 1000SS-03/L-18-E | 2012-11-26 | 2030-12-31 | 313 | 360 | 283 | 238
8154 | Rheem | 1000SS-03/L-19-E | 2012-11-26 | 2030-12-31 | 337 | 388 | 306 | 258
8155 | Rheem | 1000SS-03/L-20-E | 2012-11-26 | 2030-12-31 | 362 | 417 | 329 | 278
8156 | Rheem | 1000SS-03/L-21-E | 2012-11-26 | 2030-12-31 | 386 | 445 | 352 | 298
8157 | Rheem | 1000SS-03/L-21-G | 2012-11-26 | 2030-12-31 | 229 | 249 | 188 | 139
8158 | Rheem | 1000SS-03/L-22-E | 2012-11-26 | 2030-12-31 | 411 | 474 | 375 | 319
8159 | Rheem | 1000SS-03/L-22-G | 2012-11-26 | 2030-12-31 | 261 | 287 | 218 | 165
8160 | Rheem | 1000SS-03/L-23-E | 2012-11-26 | 2030-12-31 | 435 | 502 | 398 | 339
8161 | Rheem | 1000SS-03/L-23-G | 2012-11-26 | 2030-12-31 | 293 | 325 | 248 | 191
8162 | Rheem | 1000SS-03/L-24-E | 2012-11-26 | 2030-12-31 | 460 | 531 | 421 | 359
8163 | Rheem | 1000SS-03/L-24-G | 2012-11-26 | 2030-12-31 | 325 | 364 | 278 | 218
8164 | Rheem | 1000SS-03/L-25-E | 2012-11-26 | 2030-12-31 | 484 | 559 | 444 | 379
8165 | Rheem | 1000SS-03/L-25-G | 2012-11-26 | 2030-12-31 | 357 | 402 | 308 | 244
8166 | Rheem | 1000SS-03/L-26-E | 2012-11-26 | 2030-12-31 | 509 | 588 | 467 | 400
8167 | Rheem | 1000SS-03/L-26-G | 2012-11-26 | 2030-12-31 | 390 | 441 | 339 | 271
8168 | Rheem | 1000SS-03/L-27-E | 2012-11-26 | 2030-12-31 | 514 | 590 | 470 | 402
8169 | Rheem | 1000SS-03/L-27-G | 2012-11-26 | 2030-12-31 | 407 | 460 | 354 | 284
8170 | Rheem | 1000SS-03/L-28-E | 2012-11-26 | 2030-12-31 | 520 | 592 | 474 | 405
8171 | Rheem | 1000SS-03/L-28-G | 2012-11-26 | 2030-12-31 | 424 | 479 | 370 | 298
8172 | Rheem | 1000SS-03/L-29-E | 2012-11-26 | 2030-12-31 | 526 | 595 | 478 | 407
8173 | Rheem | 1000SS-03/L-29-G | 2012-11-26 | 2030-12-31 | 441 | 498 | 386 | 312
8174 | Rheem | 1000SS-03/L-30-E | 2012-11-26 | 2030-12-31 | 532 | 597 | 482 | 410
8175 | Rheem | 1000SS-03/L-30-G | 2012-11-26 | 2030-12-31 | 459 | 517 | 402 | 326
8176 | Rheem | 1000SS-03/L-31-E | 2012-11-26 | 2030-12-31 | 538 | 600 | 486 | 412
8177 | Rheem | 1000SS-03/L-31-G | 2012-11-26 | 2030-12-31 | 476 | 536 | 418 | 340
8178 | Rheem | 1000SS-03/L-32-E | 2012-11-26 | 2030-12-31 | 544 | 602 | 490 | 415
8179 | Rheem | 1000SS-03/L-32-G | 2012-11-26 | 2030-12-31 | 493 | 555 | 434 | 354
8180 | Rheem | 1000SS-03/L-33-E | 2012-11-26 | 2030-12-31 | 550 | 605 | 494 | 418
8181 | Rheem | 1000SS-03/L-33-G | 2012-11-26 | 2030-12-31 | 511 | 574 | 450 | 368
8182 | Rheem | 1000SS-03/NPT-18-E | 2012-11-26 | 2030-12-31 | 313 | 360 | 283 | 238
8183 | Rheem | 1000SS-03/NPT-19-E | 2012-11-26 | 2030-12-31 | 337 | 388 | 306 | 258
8184 | Rheem | 1000SS-03/NPT-20-E | 2012-11-26 | 2030-12-31 | 362 | 417 | 329 | 278
8185 | Rheem | 1000SS-03/NPT-21-E | 2012-11-26 | 2030-12-31 | 386 | 445 | 352 | 298
8186 | Rheem | 1000SS-03/NPT-21-G | 2012-11-26 | 2030-12-31 | 229 | 249 | 188 | 139
8187 | Rheem | 1000SS-03/NPT-22-E | 2012-11-26 | 2030-12-31 | 411 | 474 | 375 | 319
8188 | Rheem | 1000SS-03/NPT-22-G | 2012-11-26 | 2030-12-31 | 261 | 287 | 218 | 165
8189 | Rheem | 1000SS-03/NPT-23-E | 2012-11-26 | 2030-12-31 | 435 | 502 | 398 | 339
8190 | Rheem | 1000SS-03/NPT-23-G | 2012-11-26 | 2030-12-31 | 293 | 325 | 248 | 191
8191 | Rheem | 1000SS-03/NPT-24-E | 2012-11-26 | 2030-12-31 | 460 | 531 | 421 | 359
8192 | Rheem | 1000SS-03/NPT-24-G | 2012-11-26 | 2030-12-31 | 325 | 364 | 278 | 218
8193 | Rheem | 1000SS-03/NPT-25-E | 2012-11-26 | 2030-12-31 | 484 | 559 | 444 | 379
8194 | Rheem | 1000SS-03/NPT-25-G | 2012-11-26 | 2030-12-31 | 357 | 402 | 308 | 244
8195 | Rheem | 1000SS-03/NPT-26-E | 2012-11-26 | 2030-12-31 | 509 | 588 | 467 | 400
8196 | Rheem | 1000SS-03/NPT-26-G | 2012-11-26 | 2030-12-31 | 390 | 441 | 339 | 271
8197 | Rheem | 1000SS-03/NPT-27-E | 2012-11-26 | 2030-12-31 | 514 | 590 | 470 | 402
8198 | Rheem | 1000SS-03/NPT-27-G | 2012-11-26 | 2030-12-31 | 407 | 460 | 354 | 284
8199 | Rheem | 1000SS-03/NPT-28-E | 2012-11-26 | 2030-12-31 | 520 | 592 | 474 | 405
8200 | Rheem | 1000SS-03/NPT-28-G | 2012-11-26 | 2030-12-31 | 424 | 479 | 370 | 298
8201 | Rheem | 1000SS-03/NPT-29-E | 2012-11-26 | 2030-12-31 | 526 | 595 | 478 | 407
8202 | Rheem | 1000SS-03/NPT-29-G | 2012-11-26 | 2030-12-31 | 441 | 498 | 386 | 312
8203 | Rheem | 1000SS-03/NPT-30-E | 2012-11-26 | 2030-12-31 | 532 | 597 | 482 | 410
8204 | Rheem | 1000SS-03/NPT-30-G | 2012-11-26 | 2030-12-31 | 459 | 517 | 402 | 326
8205 | Rheem | 1000SS-03/NPT-31-E | 2012-11-26 | 2030-12-31 | 538 | 600 | 486 | 412
8206 | Rheem | 1000SS-03/NPT-31-G | 2012-11-26 | 2030-12-31 | 476 | 536 | 418 | 340
8207 | Rheem | 1000SS-03/NPT-32-E | 2012-11-26 | 2030-12-31 | 544 | 602 | 490 | 415
8208 | Rheem | 1000SS-03/NPT-32-G | 2012-11-26 | 2030-12-31 | 493 | 555 | 434 | 354
8209 | Rheem | 1000SS-03/NPT-33-E | 2012-11-26 | 2030-12-31 | 550 | 605 | 494 | 418
8210 | Rheem | 1000SS-03/NPT-33-G | 2012-11-26 | 2030-12-31 | 511 | 574 | 450 | 368
8211 | Rheem | 1000SS-04/L-24-E | 2012-11-26 | 2030-12-31 | 447 | 515 | 407 | 345
8212 | Rheem | 1000SS-04/L-25-E | 2012-11-26 | 2030-12-31 | 459 | 525 | 417 | 353
8213 | Rheem | 1000SS-04/L-26-E | 2012-11-26 | 2030-12-31 | 471 | 536 | 427 | 362
8214 | Rheem | 1000SS-04/L-27-E | 2012-11-26 | 2030-12-31 | 484 | 547 | 437 | 370
8215 | Rheem | 1000SS-04/L-27-G | 2012-11-26 | 2030-12-31 | 292 | 318 | 240 | 177
8216 | Rheem | 1000SS-04/L-28-E | 2012-11-26 | 2030-12-31 | 496 | 558 | 448 | 379
8217 | Rheem | 1000SS-04/L-28-G | 2012-11-26 | 2030-12-31 | 323 | 354 | 268 | 202
8218 | Rheem | 1000SS-04/L-29-E | 2012-11-26 | 2030-12-31 | 509 | 569 | 458 | 387
8219 | Rheem | 1000SS-04/L-29-G | 2012-11-26 | 2030-12-31 | 354 | 391 | 297 | 227
8220 | Rheem | 1000SS-04/L-30-E | 2012-11-26 | 2030-12-31 | 521 | 580 | 468 | 396
8221 | Rheem | 1000SS-04/L-30-G | 2012-11-26 | 2030-12-31 | 385 | 428 | 326 | 252
8222 | Rheem | 1000SS-04/L-31-E | 2012-11-26 | 2030-12-31 | 533 | 591 | 479 | 404
8223 | Rheem | 1000SS-04/L-31-G | 2012-11-26 | 2030-12-31 | 416 | 464 | 354 | 277
8224 | Rheem | 1000SS-04/L-32-E | 2012-11-26 | 2030-12-31 | 546 | 602 | 489 | 413
8225 | Rheem | 1000SS-04/L-32-G | 2012-11-26 | 2030-12-31 | 447 | 501 | 383 | 302
8226 | Rheem | 1000SS-04/L-33-E | 2012-11-26 | 2030-12-31 | 558 | 613 | 499 | 421
8227 | Rheem | 1000SS-04/L-33-G | 2012-11-26 | 2030-12-31 | 478 | 538 | 412 | 327
8228 | Rheem | 1000SS-04/L-34-E | 2012-11-26 | 2030-12-31 | 571 | 624 | 510 | 430
8229 | Rheem | 1000SS-04/L-34-G | 2012-11-26 | 2030-12-31 | 509 | 575 | 441 | 352
8230 | Rheem | 1000SS-04/L-35-E | 2012-11-26 | 2030-12-31 | 578 | 629 | 516 | 435
8231 | Rheem | 1000SS-04/L-35-G | 2012-11-26 | 2030-12-31 | 526 | 594 | 456 | 366
8232 | Rheem | 1000SS-04/L-36-E | 2012-11-26 | 2030-12-31 | 585 | 635 | 523 | 441
8233 | Rheem | 1000SS-04/L-36-G | 2012-11-26 | 2030-12-31 | 543 | 613 | 472 | 380
8234 | Rheem | 1000SS-04/L-37-E | 2012-11-26 | 2030-12-31 | 592 | 641 | 529 | 446
8235 | Rheem | 1000SS-04/L-37-G | 2012-11-26 | 2030-12-31 | 561 | 632 | 488 | 394
8236 | Rheem | 1000SS-04/L-38-E | 2012-11-26 | 2030-12-31 | 600 | 647 | 536 | 452
8237 | Rheem | 1000SS-04/L-38-G | 2012-11-26 | 2030-12-31 | 578 | 651 | 504 | 408
8238 | Rheem | 1000SS-04/L-39-E | 2012-11-26 | 2030-12-31 | 607 | 653 | 542 | 458
8239 | Rheem | 1000SS-04/L-39-G | 2012-11-26 | 2030-12-31 | 596 | 670 | 520 | 422
8240 | Rheem | 1000SS-04/L-40-E | 2012-11-26 | 2030-12-31 | 614 | 658 | 549 | 463
8241 | Rheem | 1000SS-04/L-40-G | 2012-11-26 | 2030-12-31 | 613 | 689 | 536 | 436
8242 | Rheem | 1000SS-04/L-41-E | 2012-11-26 | 2030-12-31 | 622 | 664 | 555 | 469
8243 | Rheem | 1000SS-04/L-41-G | 2012-11-26 | 2030-12-31 | 630 | 708 | 552 | 450
8244 | Rheem | 1000SS-04/L-42-E | 2012-11-26 | 2030-12-31 | 629 | 670 | 562 | 474
8245 | Rheem | 1000SS-04/L-42-G | 2012-11-26 | 2030-12-31 | 648 | 727 | 568 | 464
8246 | Rheem | 1000SS-04/L-43-E | 2012-11-26 | 2030-12-31 | 636 | 676 | 568 | 480
8247 | Rheem | 1000SS-04/L-43-G | 2012-11-26 | 2030-12-31 | 665 | 746 | 584 | 478
8248 | Rheem | 1000SS-04/L-44-E | 2012-11-26 | 2030-12-31 | 644 | 682 | 575 | 486
8249 | Rheem | 1000SS-04/L-44-G | 2012-11-26 | 2030-12-31 | 683 | 766 | 600 | 492
8250 | Rheem | 1000SS-04/NPT-24-E | 2012-11-26 | 2030-12-31 | 447 | 515 | 407 | 345
8251 | Rheem | 1000SS-04/NPT-25-E | 2012-11-26 | 2030-12-31 | 459 | 525 | 417 | 353
8252 | Rheem | 1000SS-04/NPT-26-E | 2012-11-26 | 2030-12-31 | 471 | 536 | 427 | 362
8253 | Rheem | 1000SS-04/NPT-27-E | 2012-11-26 | 2030-12-31 | 484 | 547 | 437 | 370
8254 | Rheem | 1000SS-04/NPT-27-G | 2012-11-26 | 2030-12-31 | 292 | 318 | 240 | 177
8255 | Rheem | 1000SS-04/NPT-28-E | 2012-11-26 | 2030-12-31 | 496 | 558 | 448 | 379
8256 | Rheem | 1000SS-04/NPT-28-G | 2012-11-26 | 2030-12-31 | 323 | 354 | 268 | 202
8257 | Rheem | 1000SS-04/NPT-29-E | 2012-11-26 | 2030-12-31 | 509 | 569 | 458 | 387
8258 | Rheem | 1000SS-04/NPT-29-G | 2012-11-26 | 2030-12-31 | 354 | 391 | 297 | 227
8259 | Rheem | 1000SS-04/NPT-30-E | 2012-11-26 | 2030-12-31 | 521 | 580 | 468 | 396
8260 | Rheem | 1000SS-04/NPT-30-G | 2012-11-26 | 2030-12-31 | 385 | 428 | 326 | 252
8261 | Rheem | 1000SS-04/NPT-31-E | 2012-11-26 | 2030-12-31 | 533 | 591 | 479 | 404
8262 | Rheem | 1000SS-04/NPT-31-G | 2012-11-26 | 2030-12-31 | 416 | 464 | 354 | 277
8263 | Rheem | 1000SS-04/NPT-32-E | 2012-11-26 | 2030-12-31 | 546 | 602 | 489 | 413
8264 | Rheem | 1000SS-04/NPT-32-G | 2012-11-26 | 2030-12-31 | 447 | 501 | 383 | 302
8265 | Rheem | 1000SS-04/NPT-33-E | 2012-11-26 | 2030-12-31 | 558 | 613 | 499 | 421
8266 | Rheem | 1000SS-04/NPT-33-G | 2012-11-26 | 2030-12-31 | 478 | 538 | 412 | 327
8267 | Rheem | 1000SS-04/NPT-34-E | 2012-11-26 | 2030-12-31 | 571 | 624 | 510 | 430
8268 | Rheem | 1000SS-04/NPT-34-G | 2012-11-26 | 2030-12-31 | 509 | 575 | 441 | 352
8269 | Rheem | 1000SS-04/NPT-35-E | 2012-11-26 | 2030-12-31 | 578 | 629 | 516 | 435
8270 | Rheem | 1000SS-04/NPT-35-G | 2012-11-26 | 2030-12-31 | 526 | 594 | 456 | 366
8271 | Rheem | 1000SS-04/NPT-36-E | 2012-11-26 | 2030-12-31 | 585 | 635 | 523 | 441
8272 | Rheem | 1000SS-04/NPT-36-G | 2012-11-26 | 2030-12-31 | 543 | 613 | 472 | 380
8273 | Rheem | 1000SS-04/NPT-37-E | 2012-11-26 | 2030-12-31 | 592 | 641 | 529 | 446
8274 | Rheem | 1000SS-04/NPT-37-G | 2012-11-26 | 2030-12-31 | 561 | 632 | 488 | 394
8275 | Rheem | 1000SS-04/NPT-38-E | 2012-11-26 | 2030-12-31 | 600 | 647 | 536 | 452
8276 | Rheem | 1000SS-04/NPT-38-G | 2012-11-26 | 2030-12-31 | 578 | 651 | 504 | 408
8277 | Rheem | 1000SS-04/NPT-39-E | 2012-11-26 | 2030-12-31 | 607 | 653 | 542 | 458
8278 | Rheem | 1000SS-04/NPT-39-G | 2012-11-26 | 2030-12-31 | 596 | 670 | 520 | 422
8279 | Rheem | 1000SS-04/NPT-40-E | 2012-11-26 | 2030-12-31 | 614 | 658 | 549 | 463
8280 | Rheem | 1000SS-04/NPT-40-G | 2012-11-26 | 2030-12-31 | 613 | 689 | 536 | 436
8281 | Rheem | 1000SS-04/NPT-41-E | 2012-11-26 | 2030-12-31 | 622 | 664 | 555 | 469
8282 | Rheem | 1000SS-04/NPT-41-G | 2012-11-26 | 2030-12-31 | 630 | 708 | 552 | 450
8283 | Rheem | 1000SS-04/NPT-42-E | 2012-11-26 | 2030-12-31 | 629 | 670 | 562 | 474
8284 | Rheem | 1000SS-04/NPT-42-G | 2012-11-26 | 2030-12-31 | 648 | 727 | 568 | 464
8285 | Rheem | 1000SS-04/NPT-43-E | 2012-11-26 | 2030-12-31 | 636 | 676 | 568 | 480
8286 | Rheem | 1000SS-04/NPT-43-G | 2012-11-26 | 2030-12-31 | 665 | 746 | 584 | 478
8287 | Rheem | 1000SS-04/NPT-44-E | 2012-11-26 | 2030-12-31 | 644 | 682 | 575 | 486
8288 | Rheem | 1000SS-04/NPT-44-G | 2012-11-26 | 2030-12-31 | 683 | 766 | 600 | 492
8289 | Rheem | 1000SS-05/L-30-E | 2012-11-26 | 2030-12-31 | 555 | 641 | 506 | 429
8290 | Rheem | 1000SS-05/L-31-E | 2012-11-26 | 2030-12-31 | 573 | 660 | 522 | 443
8291 | Rheem | 1000SS-05/L-32-E | 2012-11-26 | 2030-12-31 | 591 | 680 | 538 | 457
8292 | Rheem | 1000SS-05/L-33-E | 2012-11-26 | 2030-12-31 | 610 | 699 | 555 | 471
8293 | Rheem | 1000SS-05/L-34-E | 2012-11-26 | 2030-12-31 | 628 | 719 | 571 | 485
8294 | Rheem | 1000SS-05/L-34-G | 2012-11-26 | 2030-12-31 | 370 | 402 | 305 | 226
8295 | Rheem | 1000SS-05/L-35-E | 2012-11-26 | 2030-12-31 | 646 | 738 | 588 | 499
8296 | Rheem | 1000SS-05/L-35-G | 2012-11-26 | 2030-12-31 | 402 | 440 | 334 | 252
8297 | Rheem | 1000SS-05/L-36-E | 2012-11-26 | 2030-12-31 | 665 | 758 | 604 | 513
8298 | Rheem | 1000SS-05/L-36-G | 2012-11-26 | 2030-12-31 | 434 | 478 | 364 | 278
8299 | Rheem | 1000SS-05/L-37-E | 2012-11-26 | 2030-12-31 | 683 | 778 | 620 | 527
8300 | Rheem | 1000SS-05/L-37-G | 2012-11-26 | 2030-12-31 | 466 | 517 | 394 | 304
8301 | Rheem | 1000SS-05/L-38-E | 2012-11-26 | 2030-12-31 | 701 | 797 | 637 | 541
8302 | Rheem | 1000SS-05/L-38-G | 2012-11-26 | 2030-12-31 | 499 | 555 | 424 | 330
8303 | Rheem | 1000SS-05/L-39-E | 2012-11-26 | 2030-12-31 | 720 | 817 | 653 | 555
8304 | Rheem | 1000SS-05/L-39-G | 2012-11-26 | 2030-12-31 | 531 | 593 | 454 | 356
8305 | Rheem | 1000SS-05/L-40-E | 2012-11-26 | 2030-12-31 | 738 | 836 | 670 | 569
8306 | Rheem | 1000SS-05/L-40-G | 2012-11-26 | 2030-12-31 | 563 | 632 | 484 | 382
8307 | Rheem | 1000SS-05/L-41-E | 2012-11-26 | 2030-12-31 | 756 | 856 | 686 | 583
8308 | Rheem | 1000SS-05/L-41-G | 2012-11-26 | 2030-12-31 | 595 | 670 | 514 | 408
8309 | Rheem | 1000SS-05/L-42-E | 2012-11-26 | 2030-12-31 | 775 | 876 | 703 | 598
8310 | Rheem | 1000SS-05/L-42-G | 2012-11-26 | 2030-12-31 | 628 | 709 | 544 | 434
8311 | Rheem | 1000SS-05/L-43-E | 2012-11-26 | 2030-12-31 | 784 | 884 | 711 | 604
8312 | Rheem | 1000SS-05/L-43-G | 2012-11-26 | 2030-12-31 | 645 | 728 | 560 | 448
8313 | Rheem | 1000SS-05/L-44-E | 2012-11-26 | 2030-12-31 | 794 | 892 | 719 | 611
8314 | Rheem | 1000SS-05/L-44-G | 2012-11-26 | 2030-12-31 | 663 | 747 | 576 | 462
8315 | Rheem | 1000SS-05/L-45-E | 2012-11-26 | 2030-12-31 | 804 | 900 | 727 | 618
8316 | Rheem | 1000SS-05/L-45-G | 2012-11-26 | 2030-12-31 | 680 | 767 | 592 | 476
8317 | Rheem | 1000SS-05/L-46-E | 2012-11-26 | 2030-12-31 | 814 | 908 | 735 | 625
8318 | Rheem | 1000SS-05/L-46-G | 2012-11-26 | 2030-12-31 | 698 | 786 | 608 | 490
8319 | Rheem | 1000SS-05/L-47-E | 2012-11-26 | 2030-12-31 | 823 | 916 | 744 | 632
8320 | Rheem | 1000SS-05/L-47-G | 2012-11-26 | 2030-12-31 | 716 | 806 | 624 | 504
8321 | Rheem | 1000SS-05/L-48-E | 2012-11-26 | 2030-12-31 | 833 | 924 | 752 | 639
8322 | Rheem | 1000SS-05/L-48-G | 2012-11-26 | 2030-12-31 | 733 | 825 | 640 | 518
8323 | Rheem | 1000SS-05/L-49-E | 2012-11-26 | 2030-12-31 | 843 | 932 | 760 | 646
8324 | Rheem | 1000SS-05/L-49-G | 2012-11-26 | 2030-12-31 | 751 | 845 | 657 | 533
8325 | Rheem | 1000SS-05/L-50-E | 2012-11-26 | 2030-12-31 | 853 | 940 | 768 | 653
8326 | Rheem | 1000SS-05/L-50-G | 2012-11-26 | 2030-12-31 | 768 | 864 | 673 | 547
8327 | Rheem | 1000SS-05/L-51-E | 2012-11-26 | 2030-12-31 | 862 | 948 | 777 | 660
8328 | Rheem | 1000SS-05/L-51-G | 2012-11-26 | 2030-12-31 | 786 | 884 | 689 | 561
8329 | Rheem | 1000SS-05/L-52-E | 2012-11-26 | 2030-12-31 | 872 | 956 | 785 | 667
8330 | Rheem | 1000SS-05/L-52-G | 2012-11-26 | 2030-12-31 | 804 | 903 | 705 | 575
8331 | Rheem | 1000SS-05/L-53-E | 2012-11-26 | 2030-12-31 | 882 | 964 | 793 | 674
8332 | Rheem | 1000SS-05/L-53-G | 2012-11-26 | 2030-12-31 | 821 | 923 | 721 | 589
8333 | Rheem | 1000SS-05/L-54-E | 2012-11-26 | 2030-12-31 | 892 | 972 | 801 | 681
8334 | Rheem | 1000SS-05/L-54-G | 2012-11-26 | 2030-12-31 | 839 | 942 | 737 | 603
8335 | Rheem | 1000SS-05/L-55-E | 2012-11-26 | 2030-12-31 | 902 | 981 | 810 | 688
8336 | Rheem | 1000SS-05/L-55-G | 2012-11-26 | 2030-12-31 | 857 | 962 | 754 | 618
8337 | Rheem | 1000SS-05/NPT-30-E | 2012-11-26 | 2030-12-31 | 555 | 641 | 506 | 429
8338 | Rheem | 1000SS-05/NPT-31-E | 2012-11-26 | 2030-12-31 | 573 | 660 | 522 | 443
8339 | Rheem | 1000SS-05/NPT-32-E | 2012-11-26 | 2030-12-31 | 591 | 680 | 538 | 457
8340 | Rheem | 1000SS-05/NPT-33-E | 2012-11-26 | 2030-12-31 | 610 | 699 | 555 | 471
8341 | Rheem | 1000SS-05/NPT-34-E | 2012-11-26 | 2030-12-31 | 628 | 719 | 571 | 485
8342 | Rheem | 1000SS-05/NPT-34-G | 2012-11-26 | 2030-12-31 | 370 | 402 | 305 | 226
8343 | Rheem | 1000SS-05/NPT-35-E | 2012-11-26 | 2030-12-31 | 646 | 738 | 588 | 499
8344 | Rheem | 1000SS-05/NPT-35-G | 2012-11-26 | 2030-12-31 | 402 | 440 | 334 | 252
8345 | Rheem | 1000SS-05/NPT-36-E | 2012-11-26 | 2030-12-31 | 665 | 758 | 604 | 513
8346 | Rheem | 1000SS-05/NPT-36-G | 2012-11-26 | 2030-12-31 | 434 | 478 | 364 | 278
8347 | Rheem | 1000SS-05/NPT-37-E | 2012-11-26 | 2030-12-31 | 683 | 778 | 620 | 527
8348 | Rheem | 1000SS-05/NPT-37-G | 2012-11-26 | 2030-12-31 | 466 | 517 | 394 | 304
8349 | Rheem | 1000SS-05/NPT-38-E | 2012-11-26 | 2030-12-31 | 701 | 797 | 637 | 541
8350 | Rheem | 1000SS-05/NPT-38-G | 2012-11-26 | 2030-12-31 | 499 | 555 | 424 | 330
8351 | Rheem | 1000SS-05/NPT-39-E | 2012-11-26 | 2030-12-31 | 720 | 817 | 653 | 555
8352 | Rheem | 1000SS-05/NPT-39-G | 2012-11-26 | 2030-12-31 | 531 | 593 | 454 | 356
8353 | Rheem | 1000SS-05/NPT-40-E | 2012-11-26 | 2030-12-31 | 738 | 836 | 670 | 569
8354 | Rheem | 1000SS-05/NPT-40-G | 2012-11-26 | 2030-12-31 | 563 | 632 | 484 | 382
8355 | Rheem | 1000SS-05/NPT-41-E | 2012-11-26 | 2030-12-31 | 756 | 856 | 686 | 583
8356 | Rheem | 1000SS-05/NPT-41-G | 2012-11-26 | 2030-12-31 | 595 | 670 | 514 | 408
8357 | Rheem | 1000SS-05/NPT-42-E | 2012-11-26 | 2030-12-31 | 775 | 876 | 703 | 598
8358 | Rheem | 1000SS-05/NPT-42-G | 2012-11-26 | 2030-12-31 | 628 | 709 | 544 | 434
8359 | Rheem | 1000SS-05/NPT-43-E | 2012-11-26 | 2030-12-31 | 784 | 884 | 711 | 604
8360 | Rheem | 1000SS-05/NPT-43-G | 2012-11-26 | 2030-12-31 | 645 | 728 | 560 | 448
8361 | Rheem | 1000SS-05/NPT-44-E | 2012-11-26 | 2030-12-31 | 794 | 892 | 719 | 611
8362 | Rheem | 1000SS-05/NPT-44-G | 2012-11-26 | 2030-12-31 | 663 | 747 | 576 | 462
8363 | Rheem | 1000SS-05/NPT-45-E | 2012-11-26 | 2030-12-31 | 804 | 900 | 727 | 618
8364 | Rheem | 1000SS-05/NPT-45-G | 2012-11-26 | 2030-12-31 | 680 | 767 | 592 | 476
8365 | Rheem | 1000SS-05/NPT-46-E | 2012-11-26 | 2030-12-31 | 814 | 908 | 735 | 625
8366 | Rheem | 1000SS-05/NPT-46-G | 2012-11-26 | 2030-12-31 | 698 | 786 | 608 | 490
8367 | Rheem | 1000SS-05/NPT-47-E | 2012-11-26 | 2030-12-31 | 823 | 916 | 744 | 632
8368 | Rheem | 1000SS-05/NPT-47-G | 2012-11-26 | 2030-12-31 | 716 | 806 | 624 | 504
8369 | Rheem | 1000SS-05/NPT-48-E | 2012-11-26 | 2030-12-31 | 833 | 924 | 752 | 639
8370 | Rheem | 1000SS-05/NPT-48-G | 2012-11-26 | 2030-12-31 | 733 | 825 | 640 | 518
8371 | Rheem | 1000SS-05/NPT-49-E | 2012-11-26 | 2030-12-31 | 843 | 932 | 760 | 646
8372 | Rheem | 1000SS-05/NPT-49-G | 2012-11-26 | 2030-12-31 | 751 | 845 | 657 | 533
8373 | Rheem | 1000SS-05/NPT-50-E | 2012-11-26 | 2030-12-31 | 853 | 940 | 768 | 653
8374 | Rheem | 1000SS-05/NPT-50-G | 2012-11-26 | 2030-12-31 | 768 | 864 | 673 | 547
8375 | Rheem | 1000SS-05/NPT-51-E | 2012-11-26 | 2030-12-31 | 862 | 948 | 777 | 660
8376 | Rheem | 1000SS-05/NPT-51-G | 2012-11-26 | 2030-12-31 | 786 | 884 | 689 | 561
8377 | Rheem | 1000SS-05/NPT-52-E | 2012-11-26 | 2030-12-31 | 872 | 956 | 785 | 667
8378 | Rheem | 1000SS-05/NPT-52-G | 2012-11-26 | 2030-12-31 | 804 | 903 | 705 | 575
8379 | Rheem | 1000SS-05/NPT-53-E | 2012-11-26 | 2030-12-31 | 882 | 964 | 793 | 674
8380 | Rheem | 1000SS-05/NPT-53-G | 2012-11-26 | 2030-12-31 | 821 | 923 | 721 | 589
8381 | Rheem | 1000SS-05/NPT-54-E | 2012-11-26 | 2030-12-31 | 892 | 972 | 801 | 681
8382 | Rheem | 1000SS-05/NPT-54-G | 2012-11-26 | 2030-12-31 | 839 | 942 | 737 | 603
8383 | Rheem | 1000SS-05/NPT-55-E | 2012-11-26 | 2030-12-31 | 902 | 981 | 810 | 688
8384 | Rheem | 1000SS-05/NPT-55-G | 2012-11-26 | 2030-12-31 | 857 | 962 | 754 | 618
8385 | Rheem | 1000SS-06/L-36-E | 2012-11-26 | 2030-12-31 | 663 | 767 | 604 | 512
8386 | Rheem | 1000SS-06/L-37-E | 2012-11-26 | 2030-12-31 | 681 | 786 | 620 | 526
8387 | Rheem | 1000SS-06/L-37-G | 2012-11-26 | 2030-12-31 | 401 | 436 | 331 | 248
8388 | Rheem | 1000SS-06/L-38-E | 2012-11-26 | 2030-12-31 | 699 | 806 | 636 | 540
8389 | Rheem | 1000SS-06/L-38-G | 2012-11-26 | 2030-12-31 | 428 | 467 | 356 | 269
8390 | Rheem | 1000SS-06/L-39-E | 2012-11-26 | 2030-12-31 | 717 | 825 | 653 | 554
8391 | Rheem | 1000SS-06/L-39-G | 2012-11-26 | 2030-12-31 | 455 | 498 | 381 | 291
8392 | Rheem | 1000SS-06/L-40-E | 2012-11-26 | 2030-12-31 | 736 | 845 | 669 | 568
8393 | Rheem | 1000SS-06/L-40-G | 2012-11-26 | 2030-12-31 | 482 | 530 | 406 | 313
8394 | Rheem | 1000SS-06/L-41-E | 2012-11-26 | 2030-12-31 | 754 | 864 | 686 | 582
8395 | Rheem | 1000SS-06/L-41-G | 2012-11-26 | 2030-12-31 | 509 | 561 | 431 | 335
8396 | Rheem | 1000SS-06/L-42-E | 2012-11-26 | 2030-12-31 | 772 | 884 | 702 | 596
8397 | Rheem | 1000SS-06/L-42-G | 2012-11-26 | 2030-12-31 | 537 | 593 | 456 | 356
8398 | Rheem | 1000SS-06/L-43-E | 2012-11-26 | 2030-12-31 | 790 | 903 | 718 | 610
8399 | Rheem | 1000SS-06/L-43-G | 2012-11-26 | 2030-12-31 | 564 | 624 | 481 | 378
8400 | Rheem | 1000SS-06/L-44-E | 2012-11-26 | 2030-12-31 | 809 | 923 | 735 | 624
8401 | Rheem | 1000SS-06/L-44-G | 2012-11-26 | 2030-12-31 | 591 | 656 | 507 | 400
8402 | Rheem | 1000SS-06/L-45-E | 2012-11-26 | 2030-12-31 | 827 | 942 | 751 | 638
8403 | Rheem | 1000SS-06/L-45-G | 2012-11-26 | 2030-12-31 | 618 | 687 | 532 | 422
8404 | Rheem | 1000SS-06/L-46-E | 2012-11-26 | 2030-12-31 | 845 | 962 | 768 | 652
8405 | Rheem | 1000SS-06/L-46-G | 2012-11-26 | 2030-12-31 | 645 | 718 | 557 | 444
8406 | Rheem | 1000SS-06/L-47-E | 2012-11-26 | 2030-12-31 | 863 | 981 | 784 | 666
8407 | Rheem | 1000SS-06/L-47-G | 2012-11-26 | 2030-12-31 | 673 | 750 | 582 | 465
8408 | Rheem | 1000SS-06/L-48-E | 2012-11-26 | 2030-12-31 | 882 | 1001 | 800 | 680
8409 | Rheem | 1000SS-06/L-48-G | 2012-11-26 | 2030-12-31 | 700 | 781 | 607 | 487
8410 | Rheem | 1000SS-06/L-49-E | 2012-11-26 | 2030-12-31 | 900 | 1020 | 817 | 694
8411 | Rheem | 1000SS-06/L-49-G | 2012-11-26 | 2030-12-31 | 727 | 813 | 632 | 509
8412 | Rheem | 1000SS-06/L-50-E | 2012-11-26 | 2030-12-31 | 918 | 1040 | 833 | 708
8413 | Rheem | 1000SS-06/L-50-G | 2012-11-26 | 2030-12-31 | 754 | 844 | 657 | 531
8414 | Rheem | 1000SS-06/L-51-E | 2012-11-26 | 2030-12-31 | 937 | 1060 | 850 | 723
8415 | Rheem | 1000SS-06/L-51-G | 2012-11-26 | 2030-12-31 | 782 | 876 | 683 | 553
8416 | Rheem | 1000SS-06/L-52-E | 2012-11-26 | 2030-12-31 | 946 | 1067 | 857 | 729
8417 | Rheem | 1000SS-06/L-52-G | 2012-11-26 | 2030-12-31 | 797 | 892 | 697 | 565
8418 | Rheem | 1000SS-06/L-53-E | 2012-11-26 | 2030-12-31 | 955 | 1075 | 865 | 735
8419 | Rheem | 1000SS-06/L-53-G | 2012-11-26 | 2030-12-31 | 813 | 909 | 711 | 577
8420 | Rheem | 1000SS-06/L-54-E | 2012-11-26 | 2030-12-31 | 965 | 1082 | 873 | 742
8421 | Rheem | 1000SS-06/L-54-G | 2012-11-26 | 2030-12-31 | 828 | 925 | 725 | 589
8422 | Rheem | 1000SS-06/L-55-E | 2012-11-26 | 2030-12-31 | 974 | 1090 | 881 | 748
8423 | Rheem | 1000SS-06/L-55-G | 2012-11-26 | 2030-12-31 | 844 | 942 | 739 | 601
8424 | Rheem | 1000SS-06/L-56-E | 2012-11-26 | 2030-12-31 | 984 | 1098 | 889 | 755
8425 | Rheem | 1000SS-06/L-56-G | 2012-11-26 | 2030-12-31 | 860 | 958 | 753 | 613
8426 | Rheem | 1000SS-06/L-57-E | 2012-11-26 | 2030-12-31 | 993 | 1105 | 896 | 761
8427 | Rheem | 1000SS-06/L-57-G | 2012-11-26 | 2030-12-31 | 875 | 975 | 767 | 625
8428 | Rheem | 1000SS-06/L-58-E | 2012-11-26 | 2030-12-31 | 1003 | 1113 | 904 | 767
8429 | Rheem | 1000SS-06/L-58-G | 2012-11-26 | 2030-12-31 | 891 | 991 | 781 | 637
8430 | Rheem | 1000SS-06/L-59-E | 2012-11-26 | 2030-12-31 | 1012 | 1120 | 912 | 774
8431 | Rheem | 1000SS-06/L-59-G | 2012-11-26 | 2030-12-31 | 906 | 1008 | 796 | 650
8432 | Rheem | 1000SS-06/L-60-E | 2012-11-26 | 2030-12-31 | 1022 | 1128 | 920 | 780
8433 | Rheem | 1000SS-06/L-60-G | 2012-11-26 | 2030-12-31 | 922 | 1024 | 810 | 662
8434 | Rheem | 1000SS-06/L-61-E | 2012-11-26 | 2030-12-31 | 1031 | 1136 | 928 | 787
8435 | Rheem | 1000SS-06/L-61-G | 2012-11-26 | 2030-12-31 | 938 | 1041 | 824 | 674
8436 | Rheem | 1000SS-06/L-62-E | 2012-11-26 | 2030-12-31 | 1041 | 1143 | 935 | 793
8437 | Rheem | 1000SS-06/L-62-G | 2012-11-26 | 2030-12-31 | 953 | 1057 | 838 | 686
8438 | Rheem | 1000SS-06/L-63-E | 2012-11-26 | 2030-12-31 | 1050 | 1151 | 943 | 799
8439 | Rheem | 1000SS-06/L-63-G | 2012-11-26 | 2030-12-31 | 969 | 1074 | 852 | 698
8440 | Rheem | 1000SS-06/L-64-E | 2012-11-26 | 2030-12-31 | 1060 | 1158 | 951 | 806
8441 | Rheem | 1000SS-06/L-64-G | 2012-11-26 | 2030-12-31 | 984 | 1090 | 866 | 710
8442 | Rheem | 1000SS-06/L-65-E | 2012-11-26 | 2030-12-31 | 1069 | 1166 | 959 | 812
8443 | Rheem | 1000SS-06/L-65-G | 2012-11-26 | 2030-12-31 | 1000 | 1107 | 880 | 722
8444 | Rheem | 1000SS-06/L-66-E | 2012-11-26 | 2030-12-31 | 1079 | 1174 | 967 | 819
8445 | Rheem | 1000SS-06/L-66-G | 2012-11-26 | 2030-12-31 | 1016 | 1124 | 895 | 735
8446 | Rheem | 1000SS-06/NPT-36-E | 2012-11-26 | 2030-12-31 | 663 | 767 | 604 | 512
8447 | Rheem | 1000SS-06/NPT-37-E | 2012-11-26 | 2030-12-31 | 681 | 786 | 620 | 526
8448 | Rheem | 1000SS-06/NPT-37-G | 2012-11-26 | 2030-12-31 | 401 | 436 | 331 | 248
8449 | Rheem | 1000SS-06/NPT-38-E | 2012-11-26 | 2030-12-31 | 699 | 806 | 636 | 540
8450 | Rheem | 1000SS-06/NPT-38-G | 2012-11-26 | 2030-12-31 | 428 | 467 | 356 | 269
8451 | Rheem | 1000SS-06/NPT-39-E | 2012-11-26 | 2030-12-31 | 717 | 825 | 653 | 554
8452 | Rheem | 1000SS-06/NPT-39-G | 2012-11-26 | 2030-12-31 | 455 | 498 | 381 | 291
8453 | Rheem | 1000SS-06/NPT-40-E | 2012-11-26 | 2030-12-31 | 736 | 845 | 669 | 568
8454 | Rheem | 1000SS-06/NPT-40-G | 2012-11-26 | 2030-12-31 | 482 | 530 | 406 | 313
8455 | Rheem | 1000SS-06/NPT-41-E | 2012-11-26 | 2030-12-31 | 754 | 864 | 686 | 582
8456 | Rheem | 1000SS-06/NPT-41-G | 2012-11-26 | 2030-12-31 | 509 | 561 | 431 | 335
8457 | Rheem | 1000SS-06/NPT-42-E | 2012-11-26 | 2030-12-31 | 772 | 884 | 702 | 596
8458 | Rheem | 1000SS-06/NPT-42-G | 2012-11-26 | 2030-12-31 | 537 | 593 | 456 | 356
8459 | Rheem | 1000SS-06/NPT-43-E | 2012-11-26 | 2030-12-31 | 790 | 903 | 718 | 610
8460 | Rheem | 1000SS-06/NPT-43-G | 2012-11-26 | 2030-12-31 | 564 | 624 | 481 | 378
8461 | Rheem | 1000SS-06/NPT-44-E | 2012-11-26 | 2030-12-31 | 809 | 923 | 735 | 624
8462 | Rheem | 1000SS-06/NPT-44-G | 2012-11-26 | 2030-12-31 | 591 | 656 | 507 | 400
8463 | Rheem | 1000SS-06/NPT-45-E | 2012-11-26 | 2030-12-31 | 827 | 942 | 751 | 638
8464 | Rheem | 1000SS-06/NPT-45-G | 2012-11-26 | 2030-12-31 | 618 | 687 | 532 | 422
8465 | Rheem | 1000SS-06/NPT-46-E | 2012-11-26 | 2030-12-31 | 845 | 962 | 768 | 652
8466 | Rheem | 1000SS-06/NPT-46-G | 2012-11-26 | 2030-12-31 | 645 | 718 | 557 | 444
8467 | Rheem | 1000SS-06/NPT-47-E | 2012-11-26 | 2030-12-31 | 863 | 981 | 784 | 666
8468 | Rheem | 1000SS-06/NPT-47-G | 2012-11-26 | 2030-12-31 | 673 | 750 | 582 | 465
8469 | Rheem | 1000SS-06/NPT-48-E | 2012-11-26 | 2030-12-31 | 882 | 1001 | 800 | 680
8470 | Rheem | 1000SS-06/NPT-48-G | 2012-11-26 | 2030-12-31 | 700 | 781 | 607 | 487
8471 | Rheem | 1000SS-06/NPT-49-E | 2012-11-26 | 2030-12-31 | 900 | 1020 | 817 | 694
8472 | Rheem | 1000SS-06/NPT-49-G | 2012-11-26 | 2030-12-31 | 727 | 813 | 632 | 509
8473 | Rheem | 1000SS-06/NPT-50-E | 2012-11-26 | 2030-12-31 | 918 | 1040 | 833 | 708
8474 | Rheem | 1000SS-06/NPT-50-G | 2012-11-26 | 2030-12-31 | 754 | 844 | 657 | 531
8475 | Rheem | 1000SS-06/NPT-51-E | 2012-11-26 | 2030-12-31 | 937 | 1060 | 850 | 723
8476 | Rheem | 1000SS-06/NPT-51-G | 2012-11-26 | 2030-12-31 | 782 | 876 | 683 | 553
8477 | Rheem | 1000SS-06/NPT-52-E | 2012-11-26 | 2030-12-31 | 946 | 1067 | 857 | 729
8478 | Rheem | 1000SS-06/NPT-52-G | 2012-11-26 | 2030-12-31 | 797 | 892 | 697 | 565
8479 | Rheem | 1000SS-06/NPT-53-E | 2012-11-26 | 2030-12-31 | 955 | 1075 | 865 | 735
8480 | Rheem | 1000SS-06/NPT-53-G | 2012-11-26 | 2030-12-31 | 813 | 909 | 711 | 577
8481 | Rheem | 1000SS-06/NPT-54-E | 2012-11-26 | 2030-12-31 | 965 | 1082 | 873 | 742
8482 | Rheem | 1000SS-06/NPT-54-G | 2012-11-26 | 2030-12-31 | 828 | 925 | 725 | 589
8483 | Rheem | 1000SS-06/NPT-55-E | 2012-11-26 | 2030-12-31 | 974 | 1090 | 881 | 748
8484 | Rheem | 1000SS-06/NPT-55-G | 2012-11-26 | 2030-12-31 | 844 | 942 | 739 | 601
8485 | Rheem | 1000SS-06/NPT-56-E | 2012-11-26 | 2030-12-31 | 984 | 1098 | 889 | 755
8486 | Rheem | 1000SS-06/NPT-56-G | 2012-11-26 | 2030-12-31 | 860 | 958 | 753 | 613
8487 | Rheem | 1000SS-06/NPT-57-E | 2012-11-26 | 2030-12-31 | 993 | 1105 | 896 | 761
8488 | Rheem | 1000SS-06/NPT-57-G | 2012-11-26 | 2030-12-31 | 875 | 975 | 767 | 625
8489 | Rheem | 1000SS-06/NPT-58-E | 2012-11-26 | 2030-12-31 | 1003 | 1113 | 904 | 767
8490 | Rheem | 1000SS-06/NPT-58-G | 2012-11-26 | 2030-12-31 | 891 | 991 | 781 | 637
8491 | Rheem | 1000SS-06/NPT-59-E | 2012-11-26 | 2030-12-31 | 1012 | 1120 | 912 | 774
8492 | Rheem | 1000SS-06/NPT-59-G | 2012-11-26 | 2030-12-31 | 906 | 1008 | 796 | 650
8493 | Rheem | 1000SS-06/NPT-60-E | 2012-11-26 | 2030-12-31 | 1022 | 1128 | 920 | 780
8494 | Rheem | 1000SS-06/NPT-60-G | 2012-11-26 | 2030-12-31 | 922 | 1024 | 810 | 662
8495 | Rheem | 1000SS-06/NPT-61-E | 2012-11-26 | 2030-12-31 | 1031 | 1136 | 928 | 787
8496 | Rheem | 1000SS-06/NPT-61-G | 2012-11-26 | 2030-12-31 | 938 | 1041 | 824 | 674
8497 | Rheem | 1000SS-06/NPT-62-E | 2012-11-26 | 2030-12-31 | 1041 | 1143 | 935 | 793
8498 | Rheem | 1000SS-06/NPT-62-G | 2012-11-26 | 2030-12-31 | 953 | 1057 | 838 | 686
8499 | Rheem | 1000SS-06/NPT-63-E | 2012-11-26 | 2030-12-31 | 1050 | 1151 | 943 | 799
8500 | Rheem | 1000SS-06/NPT-63-G | 2012-11-26 | 2030-12-31 | 969 | 1074 | 852 | 698
8501 | Rheem | 1000SS-06/NPT-64-E | 2012-11-26 | 2030-12-31 | 1060 | 1158 | 951 | 806
8502 | Rheem | 1000SS-06/NPT-64-G | 2012-11-26 | 2030-12-31 | 984 | 1090 | 866 | 710
8503 | Rheem | 1000SS-06/NPT-65-E | 2012-11-26 | 2030-12-31 | 1069 | 1166 | 959 | 812
8504 | Rheem | 1000SS-06/NPT-65-G | 2012-11-26 | 2030-12-31 | 1000 | 1107 | 880 | 722
8505 | Rheem | 1000SS-06/NPT-66-E | 2012-11-26 | 2030-12-31 | 1079 | 1174 | 967 | 819
8506 | Rheem | 1000SS-06/NPT-66-G | 2012-11-26 | 2030-12-31 | 1016 | 1124 | 895 | 735
8507 | Rheem | 1000SS-07/L-42-E | 2012-11-26 | 2030-12-31 | 782 | 901 | 713 | 606
8508 | Rheem | 1000SS-07/L-43-E | 2012-11-26 | 2030-12-31 | 794 | 912 | 723 | 614
8509 | Rheem | 1000SS-07/L-43-G | 2012-11-26 | 2030-12-31 | 463 | 504 | 381 | 284
8510 | Rheem | 1000SS-07/L-44-E | 2012-11-26 | 2030-12-31 | 807 | 923 | 734 | 623
8511 | Rheem | 1000SS-07/L-44-G | 2012-11-26 | 2030-12-31 | 490 | 535 | 405 | 305
8512 | Rheem | 1000SS-07/L-45-E | 2012-11-26 | 2030-12-31 | 820 | 934 | 744 | 632
8513 | Rheem | 1000SS-07/L-45-G | 2012-11-26 | 2030-12-31 | 517 | 566 | 430 | 326
8514 | Rheem | 1000SS-07/L-46-E | 2012-11-26 | 2030-12-31 | 832 | 946 | 755 | 640
8515 | Rheem | 1000SS-07/L-46-G | 2012-11-26 | 2030-12-31 | 544 | 597 | 455 | 348
8516 | Rheem | 1000SS-07/L-47-E | 2012-11-26 | 2030-12-31 | 845 | 957 | 765 | 649
8517 | Rheem | 1000SS-07/L-47-G | 2012-11-26 | 2030-12-31 | 571 | 628 | 480 | 369
8518 | Rheem | 1000SS-07/L-48-E | 2012-11-26 | 2030-12-31 | 858 | 968 | 776 | 658
8519 | Rheem | 1000SS-07/L-48-G | 2012-11-26 | 2030-12-31 | 598 | 659 | 505 | 391
8520 | Rheem | 1000SS-07/L-49-E | 2012-11-26 | 2030-12-31 | 871 | 979 | 786 | 666
8521 | Rheem | 1000SS-07/L-49-G | 2012-11-26 | 2030-12-31 | 625 | 691 | 530 | 412
8522 | Rheem | 1000SS-07/L-50-E | 2012-11-26 | 2030-12-31 | 883 | 991 | 797 | 675
8523 | Rheem | 1000SS-07/L-50-G | 2012-11-26 | 2030-12-31 | 652 | 991 | 555 | 433
8524 | Rheem | 1000SS-07/L-51-E | 2012-11-26 | 2030-12-31 | 896 | 1002 | 808 | 684
8525 | Rheem | 1000SS-07/L-51-G | 2012-11-26 | 2030-12-31 | 679 | 753 | 580 | 455
8526 | Rheem | 1000SS-07/L-52-E | 2012-11-26 | 2030-12-31 | 909 | 1013 | 818 | 692
8527 | Rheem | 1000SS-07/L-52-G | 2012-11-26 | 2030-12-31 | 707 | 784 | 604 | 476
8528 | Rheem | 1000SS-07/L-53-E | 2012-11-26 | 2030-12-31 | 921 | 1025 | 829 | 701
8529 | Rheem | 1000SS-07/L-53-G | 2012-11-26 | 2030-12-31 | 734 | 815 | 629 | 498
8530 | Rheem | 1000SS-07/L-54-E | 2012-11-26 | 2030-12-31 | 934 | 1036 | 839 | 710
8531 | Rheem | 1000SS-07/L-54-G | 2012-11-26 | 2030-12-31 | 761 | 846 | 654 | 519
8532 | Rheem | 1000SS-07/L-55-E | 2012-11-26 | 2030-12-31 | 947 | 1047 | 850 | 718
8533 | Rheem | 1000SS-07/L-55-G | 2012-11-26 | 2030-12-31 | 788 | 878 | 679 | 540
8534 | Rheem | 1000SS-07/L-56-E | 2012-11-26 | 2030-12-31 | 960 | 1058 | 860 | 727
8535 | Rheem | 1000SS-07/L-56-G | 2012-11-26 | 2030-12-31 | 815 | 909 | 704 | 562
8536 | Rheem | 1000SS-07/L-57-E | 2012-11-26 | 2030-12-31 | 972 | 1070 | 871 | 736
8537 | Rheem | 1000SS-07/L-57-G | 2012-11-26 | 2030-12-31 | 842 | 940 | 729 | 583
8538 | Rheem | 1000SS-07/L-58-E | 2012-11-26 | 2030-12-31 | 985 | 1081 | 881 | 744
8539 | Rheem | 1000SS-07/L-58-G | 2012-11-26 | 2030-12-31 | 869 | 971 | 754 | 605
8540 | Rheem | 1000SS-07/L-59-E | 2012-11-26 | 2030-12-31 | 998 | 1092 | 892 | 753
8541 | Rheem | 1000SS-07/L-59-G | 2012-11-26 | 2030-12-31 | 896 | 1002 | 779 | 626
8542 | Rheem | 1000SS-07/L-60-E | 2012-11-26 | 2030-12-31 | 1011 | 1104 | 903 | 762
8543 | Rheem | 1000SS-07/L-60-G | 2012-11-26 | 2030-12-31 | 924 | 1034 | 804 | 648
8544 | Rheem | 1000SS-07/L-61-E | 2012-11-26 | 2030-12-31 | 1017 | 1109 | 909 | 767
8545 | Rheem | 1000SS-07/L-61-G | 2012-11-26 | 2030-12-31 | 939 | 1050 | 817 | 660
8546 | Rheem | 1000SS-07/L-62-E | 2012-11-26 | 2030-12-31 | 1024 | 1114 | 915 | 772
8547 | Rheem | 1000SS-07/L-62-G | 2012-11-26 | 2030-12-31 | 954 | 1066 | 831 | 672
8548 | Rheem | 1000SS-07/L-63-E | 2012-11-26 | 2030-12-31 | 1031 | 1120 | 921 | 777
8549 | Rheem | 1000SS-07/L-63-G | 2012-11-26 | 2030-12-31 | 969 | 1082 | 845 | 684
8550 | Rheem | 1000SS-07/L-64-E | 2012-11-26 | 2030-12-31 | 1038 | 1125 | 927 | 782
8551 | Rheem | 1000SS-07/L-64-G | 2012-11-26 | 2030-12-31 | 984 | 1098 | 859 | 696
8552 | Rheem | 1000SS-07/L-65-E | 2012-11-26 | 2030-12-31 | 1045 | 1131 | 934 | 788
8553 | Rheem | 1000SS-07/L-65-G | 2012-11-26 | 2030-12-31 | 1000 | 1114 | 873 | 708
8554 | Rheem | 1000SS-07/L-66-E | 2012-11-26 | 2030-12-31 | 1052 | 1136 | 940 | 793
8555 | Rheem | 1000SS-07/L-66-G | 2012-11-26 | 2030-12-31 | 1015 | 1131 | 887 | 720
8556 | Rheem | 1000SS-07/L-67-E | 2012-11-26 | 2030-12-31 | 1059 | 1141 | 946 | 798
8557 | Rheem | 1000SS-07/L-67-G | 2012-11-26 | 2030-12-31 | 1030 | 1147 | 901 | 732
8558 | Rheem | 1000SS-07/L-68-E | 2012-11-26 | 2030-12-31 | 1066 | 1147 | 952 | 803
8559 | Rheem | 1000SS-07/L-68-G | 2012-11-26 | 2030-12-31 | 1045 | 1163 | 915 | 744
8560 | Rheem | 1000SS-07/L-69-E | 2012-11-26 | 2030-12-31 | 1073 | 1152 | 959 | 809
8561 | Rheem | 1000SS-07/L-69-G | 2012-11-26 | 2030-12-31 | 1061 | 1179 | 928 | 756
8562 | Rheem | 1000SS-07/L-70-E | 2012-11-26 | 2030-12-31 | 1080 | 1158 | 965 | 814
8563 | Rheem | 1000SS-07/L-70-G | 2012-11-26 | 2030-12-31 | 1076 | 1195 | 942 | 768
8564 | Rheem | 1000SS-07/L-71-E | 2012-11-26 | 2030-12-31 | 1087 | 1163 | 971 | 819
8565 | Rheem | 1000SS-07/L-71-G | 2012-11-26 | 2030-12-31 | 1091 | 1211 | 956 | 780
8566 | Rheem | 1000SS-07/L-72-E | 2012-11-26 | 2030-12-31 | 1094 | 1168 | 977 | 824
8567 | Rheem | 1000SS-07/L-72-G | 2012-11-26 | 2030-12-31 | 1106 | 1228 | 970 | 792
8568 | Rheem | 1000SS-07/L-73-E | 2012-11-26 | 2030-12-31 | 1101 | 1174 | 984 | 830
8569 | Rheem | 1000SS-07/L-73-G | 2012-11-26 | 2030-12-31 | 1122 | 1244 | 984 | 804
8570 | Rheem | 1000SS-07/L-74-E | 2012-11-26 | 2030-12-31 | 1108 | 1179 | 990 | 835
8571 | Rheem | 1000SS-07/L-74-G | 2012-11-26 | 2030-12-31 | 1137 | 1260 | 998 | 816
8572 | Rheem | 1000SS-07/L-75-E | 2012-11-26 | 2030-12-31 | 1115 | 1185 | 996 | 840
8573 | Rheem | 1000SS-07/L-75-G | 2012-11-26 | 2030-12-31 | 1152 | 1276 | 1012 | 828
8574 | Rheem | 1000SS-07/L-76-E | 2012-11-26 | 2030-12-31 | 1122 | 1190 | 1002 | 845
8575 | Rheem | 1000SS-07/L-76-G | 2012-11-26 | 2030-12-31 | 1167 | 1292 | 1026 | 840
8576 | Rheem | 1000SS-07/L-77-E | 2012-11-26 | 2030-12-31 | 1129 | 1196 | 1009 | 851
8577 | Rheem | 1000SS-07/L-77-G | 2012-11-26 | 2030-12-31 | 1183 | 1309 | 1040 | 853
8578 | Rheem | 1000SS-07/NPT-42-E | 2012-11-26 | 2030-12-31 | 782 | 901 | 713 | 606
8579 | Rheem | 1000SS-07/NPT-43-E | 2012-11-26 | 2030-12-31 | 794 | 912 | 723 | 614
8580 | Rheem | 1000SS-07/NPT-43-G | 2012-11-26 | 2030-12-31 | 463 | 504 | 381 | 284
8581 | Rheem | 1000SS-07/NPT-44-E | 2012-11-26 | 2030-12-31 | 807 | 923 | 734 | 623
8582 | Rheem | 1000SS-07/NPT-44-G | 2012-11-26 | 2030-12-31 | 490 | 535 | 405 | 305
8583 | Rheem | 1000SS-07/NPT-45-E | 2012-11-26 | 2030-12-31 | 820 | 934 | 744 | 632
8584 | Rheem | 1000SS-07/NPT-45-G | 2012-11-26 | 2030-12-31 | 517 | 566 | 430 | 326
8585 | Rheem | 1000SS-07/NPT-46-E | 2012-11-26 | 2030-12-31 | 832 | 946 | 755 | 640
8586 | Rheem | 1000SS-07/NPT-46-G | 2012-11-26 | 2030-12-31 | 544 | 597 | 455 | 348
8587 | Rheem | 1000SS-07/NPT-47-E | 2012-11-26 | 2030-12-31 | 845 | 957 | 765 | 649
8588 | Rheem | 1000SS-07/NPT-47-G | 2012-11-26 | 2030-12-31 | 571 | 628 | 480 | 369
8589 | Rheem | 1000SS-07/NPT-48-E | 2012-11-26 | 2030-12-31 | 858 | 968 | 776 | 658
8590 | Rheem | 1000SS-07/NPT-48-G | 2012-11-26 | 2030-12-31 | 598 | 659 | 505 | 391
8591 | Rheem | 1000SS-07/NPT-49-E | 2012-11-26 | 2030-12-31 | 871 | 979 | 786 | 666
8592 | Rheem | 1000SS-07/NPT-49-G | 2012-11-26 | 2030-12-31 | 625 | 691 | 530 | 412
8593 | Rheem | 1000SS-07/NPT-50-E | 2012-11-26 | 2030-12-31 | 883 | 991 | 797 | 675
8594 | Rheem | 1000SS-07/NPT-50-G | 2012-11-26 | 2030-12-31 | 652 | 722 | 555 | 433
8595 | Rheem | 1000SS-07/NPT-51-E | 2012-11-26 | 2030-12-31 | 896 | 1002 | 808 | 684
8596 | Rheem | 1000SS-07/NPT-51-G | 2012-11-26 | 2030-12-31 | 679 | 753 | 580 | 455
8597 | Rheem | 1000SS-07/NPT-52-E | 2012-11-26 | 2030-12-31 | 909 | 1013 | 818 | 692
8598 | Rheem | 1000SS-07/NPT-52-G | 2012-11-26 | 2030-12-31 | 707 | 784 | 604 | 476
8599 | Rheem | 1000SS-07/NPT-53-E | 2012-11-26 | 2030-12-31 | 921 | 1025 | 829 | 701
8600 | Rheem | 1000SS-07/NPT-53-G | 2012-11-26 | 2030-12-31 | 734 | 815 | 629 | 498
8601 | Rheem | 1000SS-07/NPT-54-E | 2012-11-26 | 2030-12-31 | 934 | 1036 | 839 | 710
8602 | Rheem | 1000SS-07/NPT-54-G | 2012-11-26 | 2030-12-31 | 761 | 846 | 654 | 519
8603 | Rheem | 1000SS-07/NPT-55-E | 2012-11-26 | 2030-12-31 | 947 | 1047 | 850 | 718
8604 | Rheem | 1000SS-07/NPT-55-G | 2012-11-26 | 2030-12-31 | 788 | 878 | 679 | 540
8605 | Rheem | 1000SS-07/NPT-56-E | 2012-11-26 | 2030-12-31 | 960 | 1058 | 860 | 727
8606 | Rheem | 1000SS-07/NPT-56-G | 2012-11-26 | 2030-12-31 | 815 | 909 | 704 | 562
8607 | Rheem | 1000SS-07/NPT-57-E | 2012-11-26 | 2030-12-31 | 972 | 1070 | 871 | 736
8608 | Rheem | 1000SS-07/NPT-57-G | 2012-11-26 | 2030-12-31 | 842 | 940 | 729 | 583
8609 | Rheem | 1000SS-07/NPT-58-E | 2012-11-26 | 2030-12-31 | 985 | 1081 | 881 | 744
8610 | Rheem | 1000SS-07/NPT-58-G | 2012-11-26 | 2030-12-31 | 869 | 971 | 754 | 605
8611 | Rheem | 1000SS-07/NPT-59-E | 2012-11-26 | 2030-12-31 | 998 | 1092 | 892 | 753
8612 | Rheem | 1000SS-07/NPT-59-G | 2012-11-26 | 2030-12-31 | 896 | 1002 | 779 | 626
8613 | Rheem | 1000SS-07/NPT-60-E | 2012-11-26 | 2030-12-31 | 1011 | 1104 | 903 | 762
8614 | Rheem | 1000SS-07/NPT-60-G | 2012-11-26 | 2030-12-31 | 924 | 1034 | 804 | 648
8615 | Rheem | 1000SS-07/NPT-61-E | 2012-11-26 | 2030-12-31 | 1017 | 1109 | 909 | 767
8616 | Rheem | 1000SS-07/NPT-61-G | 2012-11-26 | 2030-12-31 | 939 | 1050 | 817 | 660
8617 | Rheem | 1000SS-07/NPT-62-E | 2012-11-26 | 2030-12-31 | 1024 | 1114 | 915 | 772
8618 | Rheem | 1000SS-07/NPT-62-G | 2012-11-26 | 2030-12-31 | 954 | 1066 | 831 | 672
8619 | Rheem | 1000SS-07/NPT-63-E | 2012-11-26 | 2030-12-31 | 1031 | 1120 | 921 | 777
8620 | Rheem | 1000SS-07/NPT-63-G | 2012-11-26 | 2030-12-31 | 969 | 1082 | 845 | 684
8621 | Rheem | 1000SS-07/NPT-64-E | 2012-11-26 | 2030-12-31 | 1038 | 1125 | 927 | 782
8622 | Rheem | 1000SS-07/NPT-64-G | 2012-11-26 | 2030-12-31 | 984 | 1098 | 859 | 696
8623 | Rheem | 1000SS-07/NPT-65-E | 2012-11-26 | 2030-12-31 | 1045 | 1131 | 934 | 788
8624 | Rheem | 1000SS-07/NPT-65-G | 2012-11-26 | 2030-12-31 | 1000 | 1114 | 873 | 708
8625 | Rheem | 1000SS-07/NPT-66-E | 2012-11-26 | 2030-12-31 | 1052 | 1136 | 940 | 793
8626 | Rheem | 1000SS-07/NPT-66-G | 2012-11-26 | 2030-12-31 | 1015 | 1131 | 887 | 720
8627 | Rheem | 1000SS-07/NPT-67-E | 2012-11-26 | 2030-12-31 | 1059 | 1141 | 946 | 798
8628 | Rheem | 1000SS-07/NPT-67-G | 2012-11-26 | 2030-12-31 | 1030 | 1147 | 901 | 732
8629 | Rheem | 1000SS-07/NPT-68-E | 2012-11-26 | 2030-12-31 | 1066 | 1147 | 952 | 803
8630 | Rheem | 1000SS-07/NPT-68-G | 2012-11-26 | 2030-12-31 | 1045 | 1163 | 915 | 744
8631 | Rheem | 1000SS-07/NPT-69-E | 2012-11-26 | 2030-12-31 | 1073 | 1152 | 959 | 809
8632 | Rheem | 1000SS-07/NPT-69-G | 2012-11-26 | 2030-12-31 | 1061 | 1179 | 928 | 756
8633 | Rheem | 1000SS-07/NPT-70-E | 2012-11-26 | 2030-12-31 | 1080 | 1158 | 965 | 814
8634 | Rheem | 1000SS-07/NPT-70-G | 2012-11-26 | 2030-12-31 | 1076 | 1195 | 942 | 768
8635 | Rheem | 1000SS-07/NPT-71-E | 2012-11-26 | 2030-12-31 | 1087 | 1163 | 971 | 819
8636 | Rheem | 1000SS-07/NPT-71-G | 2012-11-26 | 2030-12-31 | 1091 | 1211 | 956 | 780
8637 | Rheem | 1000SS-07/NPT-72-E | 2012-11-26 | 2030-12-31 | 1094 | 1168 | 977 | 824
8638 | Rheem | 1000SS-07/NPT-72-G | 2012-11-26 | 2030-12-31 | 1106 | 1228 | 970 | 792
8639 | Rheem | 1000SS-07/NPT-73-E | 2012-11-26 | 2030-12-31 | 1101 | 1174 | 984 | 830
8640 | Rheem | 1000SS-07/NPT-73-G | 2012-11-26 | 2030-12-31 | 1122 | 1244 | 984 | 804
8641 | Rheem | 1000SS-07/NPT-74-E | 2012-11-26 | 2030-12-31 | 1108 | 1179 | 990 | 835
8642 | Rheem | 1000SS-07/NPT-74-G | 2012-11-26 | 2030-12-31 | 1137 | 1260 | 998 | 816
8643 | Rheem | 1000SS-07/NPT-75-E | 2012-11-26 | 2030-12-31 | 1115 | 1185 | 996 | 840
8644 | Rheem | 1000SS-07/NPT-75-G | 2012-11-26 | 2030-12-31 | 1152 | 1276 | 1012 | 828
8645 | Rheem | 1000SS-07/NPT-76-E | 2012-11-26 | 2030-12-31 | 1122 | 1190 | 1002 | 845
8646 | Rheem | 1000SS-07/NPT-76-G | 2012-11-26 | 2030-12-31 | 1167 | 1292 | 1026 | 840
8647 | Rheem | 1000SS-07/NPT-77-E | 2012-11-26 | 2030-12-31 | 1129 | 1196 | 1009 | 851
8648 | Rheem | 1000SS-07/NPT-77-G | 2012-11-26 | 2030-12-31 | 1183 | 1309 | 1040 | 853
8649 | Rheem | 1000SS-08/L-48-E | 2012-11-26 | 2030-12-31 | 893 | 1030 | 815 | 691
8650 | Rheem | 1000SS-08/L-49-E | 2012-11-26 | 2030-12-31 | 905 | 1040 | 825 | 699
8651 | Rheem | 1000SS-08/L-50-E | 2012-11-26 | 2030-12-31 | 917 | 1051 | 835 | 708
8652 | Rheem | 1000SS-08/L-50-G | 2012-11-26 | 2030-12-31 | 542 | 590 | 446 | 333
8653 | Rheem | 1000SS-08/L-51-E | 2012-11-26 | 2030-12-31 | 930 | 1062 | 846 | 716
8654 | Rheem | 1000SS-08/L-51-G | 2012-11-26 | 2030-12-31 | 569 | 622 | 471 | 355
8655 | Rheem | 1000SS-08/L-52-E | 2012-11-26 | 2030-12-31 | 942 | 1073 | 856 | 725
8656 | Rheem | 1000SS-08/L-52-G | 2012-11-26 | 2030-12-31 | 597 | 654 | 497 | 377
8657 | Rheem | 1000SS-08/L-53-E | 2012-11-26 | 2030-12-31 | 955 | 1084 | 866 | 734
8658 | Rheem | 1000SS-08/L-53-G | 2012-11-26 | 2030-12-31 | 625 | 686 | 522 | 399
8659 | Rheem | 1000SS-08/L-54-E | 2012-11-26 | 2030-12-31 | 967 | 1095 | 877 | 742
8660 | Rheem | 1000SS-08/L-54-G | 2012-11-26 | 2030-12-31 | 652 | 718 | 548 | 421
8661 | Rheem | 1000SS-08/L-55-E | 2012-11-26 | 2030-12-31 | 980 | 1106 | 887 | 751
8662 | Rheem | 1000SS-08/L-55-G | 2012-11-26 | 2030-12-31 | 680 | 750 | 574 | 443
8663 | Rheem | 1000SS-08/L-56-E | 2012-11-26 | 2030-12-31 | 992 | 1117 | 897 | 759
8664 | Rheem | 1000SS-08/L-56-G | 2012-11-26 | 2030-12-31 | 708 | 782 | 599 | 466
8665 | Rheem | 1000SS-08/L-57-E | 2012-11-26 | 2030-12-31 | 1005 | 1128 | 908 | 768
8666 | Rheem | 1000SS-08/L-57-G | 2012-11-26 | 2030-12-31 | 736 | 814 | 625 | 488
8667 | Rheem | 1000SS-08/L-58-E | 2012-11-26 | 2030-12-31 | 1017 | 1139 | 918 | 777
8668 | Rheem | 1000SS-08/L-58-G | 2012-11-26 | 2030-12-31 | 763 | 846 | 650 | 510
8669 | Rheem | 1000SS-08/L-59-E | 2012-11-26 | 2030-12-31 | 1029 | 1150 | 928 | 785
8670 | Rheem | 1000SS-08/L-59-G | 2012-11-26 | 2030-12-31 | 791 | 879 | 676 | 532
8671 | Rheem | 1000SS-08/L-60-E | 2012-11-26 | 2030-12-31 | 1042 | 1161 | 939 | 794
8672 | Rheem | 1000SS-08/L-60-G | 2012-11-26 | 2030-12-31 | 819 | 911 | 702 | 554
8673 | Rheem | 1000SS-08/L-61-E | 2012-11-26 | 2030-12-31 | 1054 | 1172 | 949 | 802
8674 | Rheem | 1000SS-08/L-61-G | 2012-11-26 | 2030-12-31 | 846 | 943 | 727 | 576
8675 | Rheem | 1000SS-08/L-62-E | 2012-11-26 | 2030-12-31 | 1067 | 1183 | 959 | 811
8676 | Rheem | 1000SS-08/L-62-G | 2012-11-26 | 2030-12-31 | 874 | 975 | 753 | 599
8677 | Rheem | 1000SS-08/L-63-E | 2012-11-26 | 2030-12-31 | 1079 | 1194 | 970 | 820
8678 | Rheem | 1000SS-08/L-63-G | 2012-11-26 | 2030-12-31 | 902 | 1007 | 778 | 621
8679 | Rheem | 1000SS-08/L-64-E | 2012-11-26 | 2030-12-31 | 1092 | 1205 | 980 | 828
8680 | Rheem | 1000SS-08/L-64-G | 2012-11-26 | 2030-12-31 | 930 | 1039 | 804 | 643
8681 | Rheem | 1000SS-08/L-65-E | 2012-11-26 | 2030-12-31 | 1104 | 1216 | 990 | 837
8682 | Rheem | 1000SS-08/L-65-G | 2012-11-26 | 2030-12-31 | 957 | 1071 | 830 | 665
8683 | Rheem | 1000SS-08/L-66-E | 2012-11-26 | 2030-12-31 | 1117 | 1227 | 1001 | 845
8684 | Rheem | 1000SS-08/L-66-G | 2012-11-26 | 2030-12-31 | 985 | 1103 | 855 | 687
8685 | Rheem | 1000SS-08/L-67-E | 2012-11-26 | 2030-12-31 | 1129 | 1238 | 1011 | 854
8686 | Rheem | 1000SS-08/L-67-G | 2012-11-26 | 2030-12-31 | 1013 | 1135 | 881 | 709
8687 | Rheem | 1000SS-08/L-68-E | 2012-11-26 | 2030-12-31 | 1142 | 1249 | 1022 | 863
8688 | Rheem | 1000SS-08/L-68-G | 2012-11-26 | 2030-12-31 | 1041 | 1168 | 907 | 732
8689 | Rheem | 1000SS-08/L-69-E | 2012-11-26 | 2030-12-31 | 1149 | 1254 | 1028 | 868
8690 | Rheem | 1000SS-08/L-69-G | 2012-11-26 | 2030-12-31 | 1056 | 1184 | 920 | 743
8691 | Rheem | 1000SS-08/L-70-E | 2012-11-26 | 2030-12-31 | 1156 | 1260 | 1034 | 873
8692 | Rheem | 1000SS-08/L-70-G | 2012-11-26 | 2030-12-31 | 1071 | 1200 | 934 | 755
8693 | Rheem | 1000SS-08/L-71-E | 2012-11-26 | 2030-12-31 | 1164 | 1266 | 1041 | 879
8694 | Rheem | 1000SS-08/L-71-G | 2012-11-26 | 2030-12-31 | 1087 | 1217 | 948 | 767
8695 | Rheem | 1000SS-08/L-72-E | 2012-11-26 | 2030-12-31 | 1171 | 1272 | 1047 | 884
8696 | Rheem | 1000SS-08/L-72-G | 2012-11-26 | 2030-12-31 | 1102 | 1233 | 962 | 779
8697 | Rheem | 1000SS-08/L-73-E | 2012-11-26 | 2030-12-31 | 1179 | 1278 | 1054 | 889
8698 | Rheem | 1000SS-08/L-73-G | 2012-11-26 | 2030-12-31 | 1118 | 1250 | 976 | 791
8699 | Rheem | 1000SS-08/L-74-E | 2012-11-26 | 2030-12-31 | 1186 | 1284 | 1060 | 895
8700 | Rheem | 1000SS-08/L-74-G | 2012-11-26 | 2030-12-31 | 1133 | 1266 | 990 | 803
8701 | Rheem | 1000SS-08/L-75-E | 2012-11-26 | 2030-12-31 | 1193 | 1290 | 1067 | 900
8702 | Rheem | 1000SS-08/L-75-G | 2012-11-26 | 2030-12-31 | 1149 | 1282 | 1004 | 815
8703 | Rheem | 1000SS-08/L-76-E | 2012-11-26 | 2030-12-31 | 1201 | 1296 | 1073 | 905
8704 | Rheem | 1000SS-08/L-76-G | 2012-11-26 | 2030-12-31 | 1164 | 1299 | 1018 | 827
8705 | Rheem | 1000SS-08/L-77-E | 2012-11-26 | 2030-12-31 | 1208 | 1302 | 1080 | 911
8706 | Rheem | 1000SS-08/L-77-G | 2012-11-26 | 2030-12-31 | 1180 | 1315 | 1032 | 839
8707 | Rheem | 1000SS-08/L-78-E | 2012-11-26 | 2030-12-31 | 1216 | 1308 | 1086 | 916
8708 | Rheem | 1000SS-08/L-78-G | 2012-11-26 | 2030-12-31 | 1195 | 1332 | 1046 | 851
8709 | Rheem | 1000SS-08/L-79-E | 2012-11-26 | 2030-12-31 | 1223 | 1314 | 1092 | 921
8710 | Rheem | 1000SS-08/L-79-G | 2012-11-26 | 2030-12-31 | 1210 | 1348 | 1059 | 862
8711 | Rheem | 1000SS-08/L-80-E | 2012-11-26 | 2030-12-31 | 1230 | 1320 | 1099 | 927
8712 | Rheem | 1000SS-08/L-80-G | 2012-11-26 | 2030-12-31 | 1226 | 1364 | 1073 | 874
8713 | Rheem | 1000SS-08/L-81-E | 2012-11-26 | 2030-12-31 | 1238 | 1326 | 1105 | 932
8714 | Rheem | 1000SS-08/L-81-G | 2012-11-26 | 2030-12-31 | 1241 | 1381 | 1087 | 886
8715 | Rheem | 1000SS-08/L-82-E | 2012-11-26 | 2030-12-31 | 1245 | 1332 | 1112 | 937
8716 | Rheem | 1000SS-08/L-82-G | 2012-11-26 | 2030-12-31 | 1257 | 1397 | 1101 | 898
8717 | Rheem | 1000SS-08/L-83-E | 2012-11-26 | 2030-12-31 | 1253 | 1338 | 1118 | 943
8718 | Rheem | 1000SS-08/L-83-G | 2012-11-26 | 2030-12-31 | 1272 | 1414 | 1115 | 910
8719 | Rheem | 1000SS-08/L-84-E | 2012-11-26 | 2030-12-31 | 1260 | 1344 | 1125 | 948
8720 | Rheem | 1000SS-08/L-84-G | 2012-11-26 | 2030-12-31 | 1288 | 1430 | 1129 | 922
8721 | Rheem | 1000SS-08/L-85-E | 2012-11-26 | 2030-12-31 | 1267 | 1350 | 1131 | 953
8722 | Rheem | 1000SS-08/L-85-G | 2012-11-26 | 2030-12-31 | 1303 | 1446 | 1143 | 934
8723 | Rheem | 1000SS-08/L-86-E | 2012-11-26 | 2030-12-31 | 1275 | 1356 | 1138 | 959
8724 | Rheem | 1000SS-08/L-86-G | 2012-11-26 | 2030-12-31 | 1319 | 1463 | 1157 | 946
8725 | Rheem | 1000SS-08/L-87-E | 2012-11-26 | 2030-12-31 | 1282 | 1362 | 1144 | 964
8726 | Rheem | 1000SS-08/L-87-G | 2012-11-26 | 2030-12-31 | 1334 | 1479 | 1171 | 958
8727 | Rheem | 1000SS-08/L-88-E | 2012-11-26 | 2030-12-31 | 1290 | 1368 | 1151 | 970
8728 | Rheem | 1000SS-08/L-88-G | 2012-11-26 | 2030-12-31 | 1350 | 1496 | 1185 | 970
8729 | Rheem | 1000SS-08/NPT-48-E | 2012-11-26 | 2030-12-31 | 893 | 1030 | 815 | 691
8730 | Rheem | 1000SS-08/NPT-49-E | 2012-11-26 | 2030-12-31 | 905 | 1040 | 825 | 699
8731 | Rheem | 1000SS-08/NPT-50-E | 2012-11-26 | 2030-12-31 | 917 | 1051 | 835 | 708
8732 | Rheem | 1000SS-08/NPT-50-G | 2012-11-26 | 2030-12-31 | 542 | 590 | 446 | 333
8733 | Rheem | 1000SS-08/NPT-51-E | 2012-11-26 | 2030-12-31 | 930 | 1062 | 846 | 716
8734 | Rheem | 1000SS-08/NPT-51-G | 2012-11-26 | 2030-12-31 | 569 | 622 | 471 | 355
8735 | Rheem | 1000SS-08/NPT-52-E | 2012-11-26 | 2030-12-31 | 942 | 1073 | 856 | 725
8736 | Rheem | 1000SS-08/NPT-52-G | 2012-11-26 | 2030-12-31 | 597 | 654 | 497 | 377
8737 | Rheem | 1000SS-08/NPT-53-E | 2012-11-26 | 2030-12-31 | 955 | 1084 | 866 | 734
8738 | Rheem | 1000SS-08/NPT-53-G | 2012-11-26 | 2030-12-31 | 625 | 686 | 522 | 399
8739 | Rheem | 1000SS-08/NPT-54-E | 2012-11-26 | 2030-12-31 | 967 | 1095 | 877 | 742
8740 | Rheem | 1000SS-08/NPT-54-G | 2012-11-26 | 2030-12-31 | 652 | 718 | 548 | 421
8741 | Rheem | 1000SS-08/NPT-55-E | 2012-11-26 | 2030-12-31 | 980 | 1106 | 887 | 751
8742 | Rheem | 1000SS-08/NPT-55-G | 2012-11-26 | 2030-12-31 | 680 | 750 | 574 | 443
8743 | Rheem | 1000SS-08/NPT-56-E | 2012-11-26 | 2030-12-31 | 992 | 1117 | 897 | 759
8744 | Rheem | 1000SS-08/NPT-56-G | 2012-11-26 | 2030-12-31 | 708 | 782 | 599 | 466
8745 | Rheem | 1000SS-08/NPT-57-E | 2012-11-26 | 2030-12-31 | 1005 | 1128 | 908 | 768
8746 | Rheem | 1000SS-08/NPT-57-G | 2012-11-26 | 2030-12-31 | 736 | 814 | 625 | 488
8747 | Rheem | 1000SS-08/NPT-58-E | 2012-11-26 | 2030-12-31 | 1017 | 1139 | 918 | 777
8748 | Rheem | 1000SS-08/NPT-58-G | 2012-11-26 | 2030-12-31 | 763 | 846 | 650 | 510
8749 | Rheem | 1000SS-08/NPT-59-E | 2012-11-26 | 2030-12-31 | 1029 | 1150 | 928 | 785
8750 | Rheem | 1000SS-08/NPT-59-G | 2012-11-26 | 2030-12-31 | 791 | 879 | 676 | 532
8751 | Rheem | 1000SS-08/NPT-60-E | 2012-11-26 | 2030-12-31 | 1042 | 1161 | 939 | 794
8752 | Rheem | 1000SS-08/NPT-60-G | 2012-11-26 | 2030-12-31 | 819 | 911 | 702 | 554
8753 | Rheem | 1000SS-08/NPT-61-E | 2012-11-26 | 2030-12-31 | 1054 | 1172 | 949 | 802
8754 | Rheem | 1000SS-08/NPT-61-G | 2012-11-26 | 2030-12-31 | 846 | 943 | 727 | 576
8755 | Rheem | 1000SS-08/NPT-62-E | 2012-11-26 | 2030-12-31 | 1067 | 1183 | 959 | 811
8756 | Rheem | 1000SS-08/NPT-62-G | 2012-11-26 | 2030-12-31 | 874 | 975 | 753 | 599
8757 | Rheem | 1000SS-08/NPT-63-E | 2012-11-26 | 2030-12-31 | 1079 | 1194 | 970 | 820
8758 | Rheem | 1000SS-08/NPT-63-G | 2012-11-26 | 2030-12-31 | 902 | 1007 | 778 | 621
8759 | Rheem | 1000SS-08/NPT-64-E | 2012-11-26 | 2030-12-31 | 1092 | 1205 | 980 | 828
8760 | Rheem | 1000SS-08/NPT-64-G | 2012-11-26 | 2030-12-31 | 930 | 1039 | 804 | 643
8761 | Rheem | 1000SS-08/NPT-65-E | 2012-11-26 | 2030-12-31 | 1104 | 1216 | 990 | 837
8762 | Rheem | 1000SS-08/NPT-65-G | 2012-11-26 | 2030-12-31 | 957 | 1071 | 830 | 665
8763 | Rheem | 1000SS-08/NPT-66-E | 2012-11-26 | 2030-12-31 | 1117 | 1227 | 1001 | 845
8764 | Rheem | 1000SS-08/NPT-66-G | 2012-11-26 | 2030-12-31 | 985 | 1103 | 855 | 687
8765 | Rheem | 1000SS-08/NPT-67-E | 2012-11-26 | 2030-12-31 | 1129 | 1238 | 1011 | 854
8766 | Rheem | 1000SS-08/NPT-67-G | 2012-11-26 | 2030-12-31 | 1013 | 1135 | 881 | 709
8767 | Rheem | 1000SS-08/NPT-68-E | 2012-11-26 | 2030-12-31 | 1142 | 1249 | 1022 | 863
8768 | Rheem | 1000SS-08/NPT-68-G | 2012-11-26 | 2030-12-31 | 1041 | 1168 | 907 | 732
8769 | Rheem | 1000SS-08/NPT-69-E | 2012-11-26 | 2030-12-31 | 1149 | 1254 | 1028 | 868
8770 | Rheem | 1000SS-08/NPT-69-G | 2012-11-26 | 2030-12-31 | 1056 | 1184 | 920 | 743
8771 | Rheem | 1000SS-08/NPT-70-E | 2012-11-26 | 2030-12-31 | 1156 | 1260 | 1034 | 873
8772 | Rheem | 1000SS-08/NPT-70-G | 2012-11-26 | 2030-12-31 | 1071 | 1200 | 934 | 755
8773 | Rheem | 1000SS-08/NPT-71-E | 2012-11-26 | 2030-12-31 | 1164 | 1266 | 1041 | 879
8774 | Rheem | 1000SS-08/NPT-71-G | 2012-11-26 | 2030-12-31 | 1087 | 1217 | 948 | 767
8775 | Rheem | 1000SS-08/NPT-72-E | 2012-11-26 | 2030-12-31 | 1171 | 1272 | 1047 | 884
8776 | Rheem | 1000SS-08/NPT-72-G | 2012-11-26 | 2030-12-31 | 1102 | 1233 | 962 | 779
8777 | Rheem | 1000SS-08/NPT-73-E | 2012-11-26 | 2030-12-31 | 1179 | 1278 | 1054 | 889
8778 | Rheem | 1000SS-08/NPT-73-G | 2012-11-26 | 2030-12-31 | 1118 | 1250 | 976 | 791
8779 | Rheem | 1000SS-08/NPT-74-E | 2012-11-26 | 2030-12-31 | 1186 | 1284 | 1060 | 895
8780 | Rheem | 1000SS-08/NPT-74-G | 2012-11-26 | 2030-12-31 | 1133 | 1266 | 990 | 803
8781 | Rheem | 1000SS-08/NPT-75-E | 2012-11-26 | 2030-12-31 | 1193 | 1290 | 1067 | 900
8782 | Rheem | 1000SS-08/NPT-75-G | 2012-11-26 | 2030-12-31 | 1149 | 1282 | 1004 | 815
8783 | Rheem | 1000SS-08/NPT-76-E | 2012-11-26 | 2030-12-31 | 1201 | 1296 | 1073 | 905
8784 | Rheem | 1000SS-08/NPT-76-G | 2012-11-26 | 2030-12-31 | 1164 | 1299 | 1018 | 827
8785 | Rheem | 1000SS-08/NPT-77-E | 2012-11-26 | 2030-12-31 | 1208 | 1302 | 1080 | 911
8786 | Rheem | 1000SS-08/NPT-77-G | 2012-11-26 | 2030-12-31 | 1180 | 1315 | 1032 | 839
8787 | Rheem | 1000SS-08/NPT-78-E | 2012-11-26 | 2030-12-31 | 1216 | 1308 | 1086 | 916
8788 | Rheem | 1000SS-08/NPT-78-G | 2012-11-26 | 2030-12-31 | 1195 | 1332 | 1046 | 851
8789 | Rheem | 1000SS-08/NPT-79-E | 2012-11-26 | 2030-12-31 | 1223 | 1314 | 1092 | 921
8790 | Rheem | 1000SS-08/NPT-79-G | 2012-11-26 | 2030-12-31 | 1210 | 1348 | 1059 | 862
8791 | Rheem | 1000SS-08/NPT-80-E | 2012-11-26 | 2030-12-31 | 1230 | 1320 | 1099 | 927
8792 | Rheem | 1000SS-08/NPT-80-G | 2012-11-26 | 2030-12-31 | 1226 | 1364 | 1073 | 874
8793 | Rheem | 1000SS-08/NPT-81-E | 2012-11-26 | 2030-12-31 | 1238 | 1326 | 1105 | 932
8794 | Rheem | 1000SS-08/NPT-81-G | 2012-11-26 | 2030-12-31 | 1241 | 1381 | 1087 | 886
8795 | Rheem | 1000SS-08/NPT-82-E | 2012-11-26 | 2030-12-31 | 1245 | 1332 | 1112 | 937
8796 | Rheem | 1000SS-08/NPT-82-G | 2012-11-26 | 2030-12-31 | 1257 | 1397 | 1101 | 898
8797 | Rheem | 1000SS-08/NPT-83-E | 2012-11-26 | 2030-12-31 | 1253 | 1338 | 1118 | 943
8798 | Rheem | 1000SS-08/NPT-83-G | 2012-11-26 | 2030-12-31 | 1272 | 1414 | 1115 | 910
8799 | Rheem | 1000SS-08/NPT-84-E | 2012-11-26 | 2030-12-31 | 1260 | 1344 | 1125 | 948
8800 | Rheem | 1000SS-08/NPT-84-G | 2012-11-26 | 2030-12-31 | 1288 | 1430 | 1129 | 922
8801 | Rheem | 1000SS-08/NPT-85-E | 2012-11-26 | 2030-12-31 | 1267 | 1350 | 1131 | 953
8802 | Rheem | 1000SS-08/NPT-85-G | 2012-11-26 | 2030-12-31 | 1303 | 1446 | 1143 | 934
8803 | Rheem | 1000SS-08/NPT-86-E | 2012-11-26 | 2030-12-31 | 1275 | 1356 | 1138 | 959
8804 | Rheem | 1000SS-08/NPT-86-G | 2012-11-26 | 2030-12-31 | 1319 | 1463 | 1157 | 946
8805 | Rheem | 1000SS-08/NPT-87-E | 2012-11-26 | 2030-12-31 | 1282 | 1362 | 1144 | 964
8806 | Rheem | 1000SS-08/NPT-87-G | 2012-11-26 | 2030-12-31 | 1334 | 1479 | 1171 | 958
8807 | Rheem | 1000SS-08/NPT-88-E | 2012-11-26 | 2030-12-31 | 1290 | 1368 | 1151 | 970
8808 | Rheem | 1000SS-08/NPT-88-G | 2012-11-26 | 2030-12-31 | 1350 | 1496 | 1185 | 970
8809 | Rheem | 1000SS-09/L-100-E | 2012-11-26 | 2030-12-31 | 1587 | 1712 | 1422 | 1204
8810 | Rheem | 1000SS-09/L-100-G | 2012-11-26 | 2030-12-31 | 1581 | 1767 | 1395 | 1149
8811 | Rheem | 1000SS-09/L-54-E | 2012-11-26 | 2030-12-31 | 1004 | 1157 | 914 | 775
8812 | Rheem | 1000SS-09/L-55-E | 2012-11-26 | 2030-12-31 | 1016 | 1168 | 924 | 783
8813 | Rheem | 1000SS-09/L-56-E | 2012-11-26 | 2030-12-31 | 1029 | 1179 | 935 | 792
8814 | Rheem | 1000SS-09/L-56-G | 2012-11-26 | 2030-12-31 | 604 | 656 | 496 | 368
8815 | Rheem | 1000SS-09/L-57-E | 2012-11-26 | 2030-12-31 | 1041 | 1190 | 945 | 801
8816 | Rheem | 1000SS-09/L-57-G | 2012-11-26 | 2030-12-31 | 631 | 687 | 521 | 389
8817 | Rheem | 1000SS-09/L-58-E | 2012-11-26 | 2030-12-31 | 1054 | 1201 | 956 | 809
8818 | Rheem | 1000SS-09/L-58-G | 2012-11-26 | 2030-12-31 | 658 | 719 | 546 | 411
8819 | Rheem | 1000SS-09/L-59-E | 2012-11-26 | 2030-12-31 | 1066 | 1212 | 966 | 818
8820 | Rheem | 1000SS-09/L-59-G | 2012-11-26 | 2030-12-31 | 686 | 751 | 571 | 433
8821 | Rheem | 1000SS-09/L-60-E | 2012-11-26 | 2030-12-31 | 1079 | 1223 | 977 | 827
8822 | Rheem | 1000SS-09/L-60-G | 2012-11-26 | 2030-12-31 | 713 | 782 | 597 | 455
8823 | Rheem | 1000SS-09/L-61-E | 2012-11-26 | 2030-12-31 | 1091 | 1234 | 987 | 835
8824 | Rheem | 1000SS-09/L-61-G | 2012-11-26 | 2030-12-31 | 741 | 814 | 622 | 477
8825 | Rheem | 1000SS-09/L-62-E | 2012-11-26 | 2030-12-31 | 1104 | 1246 | 998 | 844
8826 | Rheem | 1000SS-09/L-62-G | 2012-11-26 | 2030-12-31 | 768 | 846 | 647 | 499
8827 | Rheem | 1000SS-09/L-63-E | 2012-11-26 | 2030-12-31 | 1117 | 1257 | 1008 | 853
8828 | Rheem | 1000SS-09/L-63-G | 2012-11-26 | 2030-12-31 | 796 | 878 | 673 | 521
8829 | Rheem | 1000SS-09/L-64-E | 2012-11-26 | 2030-12-31 | 1129 | 1268 | 1019 | 861
8830 | Rheem | 1000SS-09/L-64-G | 2012-11-26 | 2030-12-31 | 823 | 909 | 698 | 542
8831 | Rheem | 1000SS-09/L-65-E | 2012-11-26 | 2030-12-31 | 1142 | 1279 | 1029 | 870
8832 | Rheem | 1000SS-09/L-65-G | 2012-11-26 | 2030-12-31 | 850 | 941 | 723 | 564
8833 | Rheem | 1000SS-09/L-66-E | 2012-11-26 | 2030-12-31 | 1154 | 1290 | 1040 | 879
8834 | Rheem | 1000SS-09/L-66-G | 2012-11-26 | 2030-12-31 | 878 | 973 | 748 | 586
8835 | Rheem | 1000SS-09/L-67-E | 2012-11-26 | 2030-12-31 | 1167 | 1301 | 1050 | 888
8836 | Rheem | 1000SS-09/L-67-G | 2012-11-26 | 2030-12-31 | 905 | 1004 | 774 | 608
8837 | Rheem | 1000SS-09/L-68-E | 2012-11-26 | 2030-12-31 | 1179 | 1312 | 1061 | 896
8838 | Rheem | 1000SS-09/L-68-G | 2012-11-26 | 2030-12-31 | 933 | 1036 | 799 | 630
8839 | Rheem | 1000SS-09/L-69-E | 2012-11-26 | 2030-12-31 | 1192 | 1323 | 1071 | 905
8840 | Rheem | 1000SS-09/L-69-G | 2012-11-26 | 2030-12-31 | 960 | 1068 | 824 | 652
8841 | Rheem | 1000SS-09/L-70-E | 2012-11-26 | 2030-12-31 | 1205 | 1335 | 1082 | 914
8842 | Rheem | 1000SS-09/L-70-G | 2012-11-26 | 2030-12-31 | 988 | 1100 | 850 | 674
8843 | Rheem | 1000SS-09/L-71-E | 2012-11-26 | 2030-12-31 | 1217 | 1346 | 1092 | 922
8844 | Rheem | 1000SS-09/L-71-G | 2012-11-26 | 2030-12-31 | 1015 | 1131 | 875 | 695
8845 | Rheem | 1000SS-09/L-72-E | 2012-11-26 | 2030-12-31 | 1230 | 1357 | 1103 | 931
8846 | Rheem | 1000SS-09/L-72-G | 2012-11-26 | 2030-12-31 | 1042 | 1163 | 900 | 717
8847 | Rheem | 1000SS-09/L-73-E | 2012-11-26 | 2030-12-31 | 1242 | 1368 | 1113 | 940
8848 | Rheem | 1000SS-09/L-73-G | 2012-11-26 | 2030-12-31 | 1070 | 1195 | 925 | 739
8849 | Rheem | 1000SS-09/L-74-E | 2012-11-26 | 2030-12-31 | 1255 | 1379 | 1124 | 948
8850 | Rheem | 1000SS-09/L-74-G | 2012-11-26 | 2030-12-31 | 1097 | 1226 | 951 | 761
8851 | Rheem | 1000SS-09/L-75-E | 2012-11-26 | 2030-12-31 | 1267 | 1390 | 1134 | 957
8852 | Rheem | 1000SS-09/L-75-G | 2012-11-26 | 2030-12-31 | 1125 | 1258 | 976 | 783
8853 | Rheem | 1000SS-09/L-76-E | 2012-11-26 | 2030-12-31 | 1280 | 1401 | 1145 | 966
8854 | Rheem | 1000SS-09/L-76-G | 2012-11-26 | 2030-12-31 | 1152 | 1290 | 1001 | 805
8855 | Rheem | 1000SS-09/L-77-E | 2012-11-26 | 2030-12-31 | 1293 | 1413 | 1156 | 975
8856 | Rheem | 1000SS-09/L-77-G | 2012-11-26 | 2030-12-31 | 1180 | 1322 | 1027 | 827
8857 | Rheem | 1000SS-09/L-78-E | 2012-11-26 | 2030-12-31 | 1305 | 1426 | 1167 | 984
8858 | Rheem | 1000SS-09/L-78-G | 2012-11-26 | 2030-12-31 | 1197 | 1341 | 1043 | 841
8859 | Rheem | 1000SS-09/L-79-E | 2012-11-26 | 2030-12-31 | 1318 | 1439 | 1179 | 994
8860 | Rheem | 1000SS-09/L-79-G | 2012-11-26 | 2030-12-31 | 1214 | 1360 | 1059 | 855
8861 | Rheem | 1000SS-09/L-80-E | 2012-11-26 | 2030-12-31 | 1331 | 1452 | 1190 | 1004
8862 | Rheem | 1000SS-09/L-80-G | 2012-11-26 | 2030-12-31 | 1232 | 1380 | 1075 | 869
8863 | Rheem | 1000SS-09/L-81-E | 2012-11-26 | 2030-12-31 | 1344 | 1465 | 1202 | 1014
8864 | Rheem | 1000SS-09/L-81-G | 2012-11-26 | 2030-12-31 | 1249 | 1399 | 1091 | 883
8865 | Rheem | 1000SS-09/L-82-E | 2012-11-26 | 2030-12-31 | 1356 | 1478 | 1213 | 1024
8866 | Rheem | 1000SS-09/L-82-G | 2012-11-26 | 2030-12-31 | 1267 | 1418 | 1107 | 897
8867 | Rheem | 1000SS-09/L-83-E | 2012-11-26 | 2030-12-31 | 1369 | 1491 | 1225 | 1034
8868 | Rheem | 1000SS-09/L-83-G | 2012-11-26 | 2030-12-31 | 1284 | 1438 | 1123 | 911
8869 | Rheem | 1000SS-09/L-84-E | 2012-11-26 | 2030-12-31 | 1382 | 1504 | 1236 | 1044
8870 | Rheem | 1000SS-09/L-84-G | 2012-11-26 | 2030-12-31 | 1302 | 1457 | 1139 | 925
8871 | Rheem | 1000SS-09/L-85-E | 2012-11-26 | 2030-12-31 | 1395 | 1517 | 1248 | 1054
8872 | Rheem | 1000SS-09/L-85-G | 2012-11-26 | 2030-12-31 | 1319 | 1476 | 1155 | 939
8873 | Rheem | 1000SS-09/L-86-E | 2012-11-26 | 2030-12-31 | 1408 | 1530 | 1260 | 1064
8874 | Rheem | 1000SS-09/L-86-G | 2012-11-26 | 2030-12-31 | 1336 | 1496 | 1171 | 953
8875 | Rheem | 1000SS-09/L-87-E | 2012-11-26 | 2030-12-31 | 1420 | 1543 | 1271 | 1074
8876 | Rheem | 1000SS-09/L-87-G | 2012-11-26 | 2030-12-31 | 1354 | 1515 | 1187 | 967
8877 | Rheem | 1000SS-09/L-88-E | 2012-11-26 | 2030-12-31 | 1433 | 1556 | 1283 | 1084
8878 | Rheem | 1000SS-09/L-88-G | 2012-11-26 | 2030-12-31 | 1371 | 1534 | 1203 | 981
8879 | Rheem | 1000SS-09/L-89-E | 2012-11-26 | 2030-12-31 | 1446 | 1569 | 1294 | 1094
8880 | Rheem | 1000SS-09/L-89-G | 2012-11-26 | 2030-12-31 | 1389 | 1554 | 1219 | 995
8881 | Rheem | 1000SS-09/L-90-E | 2012-11-26 | 2030-12-31 | 1459 | 1582 | 1306 | 1104
8882 | Rheem | 1000SS-09/L-90-G | 2012-11-26 | 2030-12-31 | 1406 | 1573 | 1235 | 1009
8883 | Rheem | 1000SS-09/L-91-E | 2012-11-26 | 2030-12-31 | 1471 | 1595 | 1317 | 1114
8884 | Rheem | 1000SS-09/L-91-G | 2012-11-26 | 2030-12-31 | 1424 | 1592 | 1251 | 1023
8885 | Rheem | 1000SS-09/L-92-E | 2012-11-26 | 2030-12-31 | 1484 | 1608 | 1329 | 1124
8886 | Rheem | 1000SS-09/L-92-G | 2012-11-26 | 2030-12-31 | 1441 | 1612 | 1267 | 1037
8887 | Rheem | 1000SS-09/L-93-E | 2012-11-26 | 2030-12-31 | 1497 | 1621 | 1341 | 1134
8888 | Rheem | 1000SS-09/L-93-G | 2012-11-26 | 2030-12-31 | 1458 | 1631 | 1283 | 1051
8889 | Rheem | 1000SS-09/L-94-E | 2012-11-26 | 2030-12-31 | 1510 | 1634 | 1352 | 1144
8890 | Rheem | 1000SS-09/L-94-G | 2012-11-26 | 2030-12-31 | 1476 | 1650 | 1299 | 1065
8891 | Rheem | 1000SS-09/L-95-E | 2012-11-26 | 2030-12-31 | 1523 | 1647 | 1364 | 1154
8892 | Rheem | 1000SS-09/L-95-G | 2012-11-26 | 2030-12-31 | 1493 | 1670 | 1315 | 1079
8893 | Rheem | 1000SS-09/L-96-E | 2012-11-26 | 2030-12-31 | 1535 | 1660 | 1375 | 1164
8894 | Rheem | 1000SS-09/L-96-G | 2012-11-26 | 2030-12-31 | 1511 | 1689 | 1331 | 1093
8895 | Rheem | 1000SS-09/L-97-E | 2012-11-26 | 2030-12-31 | 1548 | 1673 | 1387 | 1174
8896 | Rheem | 1000SS-09/L-97-G | 2012-11-26 | 2030-12-31 | 1528 | 1708 | 1347 | 1107
8897 | Rheem | 1000SS-09/L-98-E | 2012-11-26 | 2030-12-31 | 1561 | 1686 | 1398 | 1184
8898 | Rheem | 1000SS-09/L-98-G | 2012-11-26 | 2030-12-31 | 1546 | 1728 | 1363 | 1121
8899 | Rheem | 1000SS-09/L-99-E | 2012-11-26 | 2030-12-31 | 1574 | 1699 | 1410 | 1194
8900 | Rheem | 1000SS-09/L-99-G | 2012-11-26 | 2030-12-31 | 1563 | 1747 | 1379 | 1135
8901 | Rheem | 1000SS-09/NPT-100-E | 2012-11-26 | 2030-12-31 | 1587 | 1712 | 1422 | 1204
8902 | Rheem | 1000SS-09/NPT-100-G | 2012-11-26 | 2030-12-31 | 1581 | 1767 | 1395 | 1149
8903 | Rheem | 1000SS-09/NPT-54-E | 2012-11-26 | 2030-12-31 | 1004 | 1157 | 914 | 775
8904 | Rheem | 1000SS-09/NPT-55-E | 2012-11-26 | 2030-12-31 | 1016 | 1168 | 924 | 783
8905 | Rheem | 1000SS-09/NPT-56-E | 2012-11-26 | 2030-12-31 | 1029 | 1179 | 935 | 792
8906 | Rheem | 1000SS-09/NPT-56-G | 2012-11-26 | 2030-12-31 | 604 | 656 | 496 | 368
8907 | Rheem | 1000SS-09/NPT-57-E | 2012-11-26 | 2030-12-31 | 1041 | 1190 | 945 | 801
8908 | Rheem | 1000SS-09/NPT-57-G | 2012-11-26 | 2030-12-31 | 631 | 687 | 521 | 389
8909 | Rheem | 1000SS-09/NPT-58-E | 2012-11-26 | 2030-12-31 | 1054 | 1201 | 956 | 809
8910 | Rheem | 1000SS-09/NPT-58-G | 2012-11-26 | 2030-12-31 | 658 | 719 | 546 | 411
8911 | Rheem | 1000SS-09/NPT-59-E | 2012-11-26 | 2030-12-31 | 1066 | 1212 | 966 | 818
8912 | Rheem | 1000SS-09/NPT-59-G | 2012-11-26 | 2030-12-31 | 686 | 751 | 571 | 433
8913 | Rheem | 1000SS-09/NPT-60-E | 2012-11-26 | 2030-12-31 | 1079 | 1223 | 977 | 827
8914 | Rheem | 1000SS-09/NPT-60-G | 2012-11-26 | 2030-12-31 | 713 | 782 | 597 | 455
8915 | Rheem | 1000SS-09/NPT-61-E | 2012-11-26 | 2030-12-31 | 1091 | 1234 | 987 | 835
8916 | Rheem | 1000SS-09/NPT-61-G | 2012-11-26 | 2030-12-31 | 741 | 814 | 622 | 477
8917 | Rheem | 1000SS-09/NPT-62-E | 2012-11-26 | 2030-12-31 | 1104 | 1246 | 998 | 844
8918 | Rheem | 1000SS-09/NPT-62-G | 2012-11-26 | 2030-12-31 | 768 | 846 | 647 | 499
8919 | Rheem | 1000SS-09/NPT-63-E | 2012-11-26 | 2030-12-31 | 1117 | 1257 | 1008 | 853
8920 | Rheem | 1000SS-09/NPT-63-G | 2012-11-26 | 2030-12-31 | 796 | 878 | 673 | 521
8921 | Rheem | 1000SS-09/NPT-64-E | 2012-11-26 | 2030-12-31 | 1129 | 1268 | 1019 | 861
8922 | Rheem | 1000SS-09/NPT-64-G | 2012-11-26 | 2030-12-31 | 823 | 909 | 698 | 542
8923 | Rheem | 1000SS-09/NPT-65-E | 2012-11-26 | 2030-12-31 | 1142 | 1279 | 1029 | 870
8924 | Rheem | 1000SS-09/NPT-65-G | 2012-11-26 | 2030-12-31 | 850 | 941 | 723 | 564
8925 | Rheem | 1000SS-09/NPT-66-E | 2012-11-26 | 2030-12-31 | 1154 | 1290 | 1040 | 879
8926 | Rheem | 1000SS-09/NPT-66-G | 2012-11-26 | 2030-12-31 | 878 | 973 | 748 | 586
8927 | Rheem | 1000SS-09/NPT-67-E | 2012-11-26 | 2030-12-31 | 1167 | 1301 | 1050 | 888
8928 | Rheem | 1000SS-09/NPT-67-G | 2012-11-26 | 2030-12-31 | 905 | 1004 | 774 | 608
8929 | Rheem | 1000SS-09/NPT-68-E | 2012-11-26 | 2030-12-31 | 1179 | 1312 | 1061 | 896
8930 | Rheem | 1000SS-09/NPT-68-G | 2012-11-26 | 2030-12-31 | 933 | 1036 | 799 | 630
8931 | Rheem | 1000SS-09/NPT-69-E | 2012-11-26 | 2030-12-31 | 1192 | 1323 | 1071 | 905
8932 | Rheem | 1000SS-09/NPT-69-G | 2012-11-26 | 2030-12-31 | 960 | 1068 | 824 | 652
8933 | Rheem | 1000SS-09/NPT-70-E | 2012-11-26 | 2030-12-31 | 1205 | 1335 | 1082 | 914
8934 | Rheem | 1000SS-09/NPT-70-G | 2012-11-26 | 2030-12-31 | 988 | 1100 | 850 | 674
8935 | Rheem | 1000SS-09/NPT-71-E | 2012-11-26 | 2030-12-31 | 1217 | 1346 | 1092 | 922
8936 | Rheem | 1000SS-09/NPT-71-G | 2012-11-26 | 2030-12-31 | 1015 | 1131 | 875 | 695
8937 | Rheem | 1000SS-09/NPT-72-E | 2012-11-26 | 2030-12-31 | 1230 | 1357 | 1103 | 931
8938 | Rheem | 1000SS-09/NPT-72-G | 2012-11-26 | 2030-12-31 | 1042 | 1163 | 900 | 717
8939 | Rheem | 1000SS-09/NPT-73-E | 2012-11-26 | 2030-12-31 | 1242 | 1368 | 1113 | 940
8940 | Rheem | 1000SS-09/NPT-73-G | 2012-11-26 | 2030-12-31 | 1070 | 1195 | 925 | 739
8941 | Rheem | 1000SS-09/NPT-74-E | 2012-11-26 | 2030-12-31 | 1255 | 1379 | 1124 | 948
8942 | Rheem | 1000SS-09/NPT-74-G | 2012-11-26 | 2030-12-31 | 1097 | 1226 | 951 | 761
8943 | Rheem | 1000SS-09/NPT-75-E | 2012-11-26 | 2030-12-31 | 1267 | 1390 | 1134 | 957
8944 | Rheem | 1000SS-09/NPT-75-G | 2012-11-26 | 2030-12-31 | 1125 | 1258 | 976 | 783
8945 | Rheem | 1000SS-09/NPT-76-E | 2012-11-26 | 2030-12-31 | 1280 | 1401 | 1145 | 966
8946 | Rheem | 1000SS-09/NPT-76-G | 2012-11-26 | 2030-12-31 | 1152 | 1290 | 1001 | 805
8947 | Rheem | 1000SS-09/NPT-77-E | 2012-11-26 | 2030-12-31 | 1293 | 1413 | 1156 | 975
8948 | Rheem | 1000SS-09/NPT-77-G | 2012-11-26 | 2030-12-31 | 1180 | 1322 | 1027 | 827
8949 | Rheem | 1000SS-09/NPT-78-E | 2012-11-26 | 2030-12-31 | 1305 | 1426 | 1167 | 984
8950 | Rheem | 1000SS-09/NPT-78-G | 2012-11-26 | 2030-12-31 | 1197 | 1341 | 1043 | 841
8951 | Rheem | 1000SS-09/NPT-79-E | 2012-11-26 | 2030-12-31 | 1318 | 1439 | 1179 | 994
8952 | Rheem | 1000SS-09/NPT-79-G | 2012-11-26 | 2030-12-31 | 1214 | 1360 | 1059 | 855
8953 | Rheem | 1000SS-09/NPT-80-E | 2012-11-26 | 2030-12-31 | 1331 | 1452 | 1190 | 1004
8954 | Rheem | 1000SS-09/NPT-80-G | 2012-11-26 | 2030-12-31 | 1232 | 1380 | 1075 | 869
8955 | Rheem | 1000SS-09/NPT-81-E | 2012-11-26 | 2030-12-31 | 1344 | 1465 | 1202 | 1014
8956 | Rheem | 1000SS-09/NPT-81-G | 2012-11-26 | 2030-12-31 | 1249 | 1399 | 1091 | 883
8957 | Rheem | 1000SS-09/NPT-82-E | 2012-11-26 | 2030-12-31 | 1356 | 1478 | 1213 | 1024
8958 | Rheem | 1000SS-09/NPT-82-G | 2012-11-26 | 2030-12-31 | 1267 | 1418 | 1107 | 897
8959 | Rheem | 1000SS-09/NPT-83-E | 2012-11-26 | 2030-12-31 | 1369 | 1491 | 1225 | 1034
8960 | Rheem | 1000SS-09/NPT-83-G | 2012-11-26 | 2030-12-31 | 1284 | 1438 | 1123 | 911
8961 | Rheem | 1000SS-09/NPT-84-E | 2012-11-26 | 2030-12-31 | 1382 | 1504 | 1236 | 1044
8962 | Rheem | 1000SS-09/NPT-84-G | 2012-11-26 | 2030-12-31 | 1302 | 1457 | 1139 | 925
8963 | Rheem | 1000SS-09/NPT-85-E | 2012-11-26 | 2030-12-31 | 1395 | 1517 | 1248 | 1054
8964 | Rheem | 1000SS-09/NPT-85-G | 2012-11-26 | 2030-12-31 | 1319 | 1476 | 1155 | 939
8965 | Rheem | 1000SS-09/NPT-86-E | 2012-11-26 | 2030-12-31 | 1408 | 1530 | 1260 | 1064
8966 | Rheem | 1000SS-09/NPT-86-G | 2012-11-26 | 2030-12-31 | 1336 | 1496 | 1171 | 953
8967 | Rheem | 1000SS-09/NPT-87-E | 2012-11-26 | 2030-12-31 | 1420 | 1543 | 1271 | 1074
8968 | Rheem | 1000SS-09/NPT-87-G | 2012-11-26 | 2030-12-31 | 1354 | 1515 | 1187 | 967
8969 | Rheem | 1000SS-09/NPT-88-E | 2012-11-26 | 2030-12-31 | 1433 | 1556 | 1283 | 1084
8970 | Rheem | 1000SS-09/NPT-88-G | 2012-11-26 | 2030-12-31 | 1371 | 1534 | 1203 | 981
8971 | Rheem | 1000SS-09/NPT-89-E | 2012-11-26 | 2030-12-31 | 1446 | 1569 | 1294 | 1094
8972 | Rheem | 1000SS-09/NPT-89-G | 2012-11-26 | 2030-12-31 | 1389 | 1554 | 1219 | 995
8973 | Rheem | 1000SS-09/NPT-90-E | 2012-11-26 | 2030-12-31 | 1459 | 1582 | 1306 | 1104
8974 | Rheem | 1000SS-09/NPT-90-G | 2012-11-26 | 2030-12-31 | 1406 | 1573 | 1235 | 1009
8975 | Rheem | 1000SS-09/NPT-91-E | 2012-11-26 | 2030-12-31 | 1471 | 1595 | 1317 | 1114
8976 | Rheem | 1000SS-09/NPT-91-G | 2012-11-26 | 2030-12-31 | 1424 | 1592 | 1251 | 1023
8977 | Rheem | 1000SS-09/NPT-92-E | 2012-11-26 | 2030-12-31 | 1484 | 1608 | 1329 | 1124
8978 | Rheem | 1000SS-09/NPT-92-G | 2012-11-26 | 2030-12-31 | 1441 | 1612 | 1267 | 1037
8979 | Rheem | 1000SS-09/NPT-93-E | 2012-11-26 | 2030-12-31 | 1497 | 1621 | 1341 | 1134
8980 | Rheem | 1000SS-09/NPT-93-G | 2012-11-26 | 2030-12-31 | 1458 | 1631 | 1283 | 1051
8981 | Rheem | 1000SS-09/NPT-94-E | 2012-11-26 | 2030-12-31 | 1510 | 1634 | 1352 | 1144
8982 | Rheem | 1000SS-09/NPT-94-G | 2012-11-26 | 2030-12-31 | 1476 | 1650 | 1299 | 1065
8983 | Rheem | 1000SS-09/NPT-95-E | 2012-11-26 | 2030-12-31 | 1523 | 1647 | 1364 | 1154
8984 | Rheem | 1000SS-09/NPT-95-G | 2012-11-26 | 2030-12-31 | 1493 | 1670 | 1315 | 1079
8985 | Rheem | 1000SS-09/NPT-96-E | 2012-11-26 | 2030-12-31 | 1535 | 1660 | 1375 | 1164
8986 | Rheem | 1000SS-09/NPT-96-G | 2012-11-26 | 2030-12-31 | 1511 | 1689 | 1331 | 1093
8987 | Rheem | 1000SS-09/NPT-97-E | 2012-11-26 | 2030-12-31 | 1548 | 1673 | 1387 | 1174
8988 | Rheem | 1000SS-09/NPT-97-G | 2012-11-26 | 2030-12-31 | 1528 | 1708 | 1347 | 1107
8989 | Rheem | 1000SS-09/NPT-98-E | 2012-11-26 | 2030-12-31 | 1561 | 1686 | 1398 | 1184
8990 | Rheem | 1000SS-09/NPT-98-G | 2012-11-26 | 2030-12-31 | 1546 | 1728 | 1363 | 1121
8991 | Rheem | 1000SS-09/NPT-99-E | 2012-11-26 | 2030-12-31 | 1574 | 1699 | 1410 | 1194
8992 | Rheem | 1000SS-09/NPT-99-G | 2012-11-26 | 2030-12-31 | 1563 | 1747 | 1379 | 1135
8993 | Rheem | 1000SS-10/L-100-E | 2012-11-26 | 2030-12-31 | 1554 | 1667 | 1389 | 1172
8994 | Rheem | 1000SS-10/L-100-G | 2012-11-26 | 2030-12-31 | 1540 | 1730 | 1345 | 1091
8995 | Rheem | 1000SS-10/L-101-E | 2012-11-26 | 2030-12-31 | 1561 | 1672 | 1395 | 1177
8996 | Rheem | 1000SS-10/L-101-G | 2012-11-26 | 2030-12-31 | 1557 | 1749 | 1361 | 1105
8997 | Rheem | 1000SS-10/L-102-E | 2012-11-26 | 2030-12-31 | 1568 | 1678 | 1402 | 1183
8998 | Rheem | 1000SS-10/L-102-G | 2012-11-26 | 2030-12-31 | 1575 | 1769 | 1377 | 1119
8999 | Rheem | 1000SS-10/L-103-E | 2012-11-26 | 2030-12-31 | 1575 | 1684 | 1408 | 1188
9000 | Rheem | 1000SS-10/L-103-G | 2012-11-26 | 2030-12-31 | 1592 | 1788 | 1393 | 1133
9001 | Rheem | 1000SS-10/L-104-E | 2012-11-26 | 2030-12-31 | 1582 | 1689 | 1414 | 1193
9002 | Rheem | 1000SS-10/L-104-G | 2012-11-26 | 2030-12-31 | 1610 | 1807 | 1409 | 1147
9003 | Rheem | 1000SS-10/L-105-E | 2012-11-26 | 2030-12-31 | 1590 | 1695 | 1421 | 1199
9004 | Rheem | 1000SS-10/L-105-G | 2012-11-26 | 2030-12-31 | 1627 | 1827 | 1425 | 1161
9005 | Rheem | 1000SS-10/L-106-E | 2012-11-26 | 2030-12-31 | 1597 | 1701 | 1427 | 1204
9006 | Rheem | 1000SS-10/L-106-G | 2012-11-26 | 2030-12-31 | 1645 | 1846 | 1441 | 1175
9007 | Rheem | 1000SS-10/L-107-E | 2012-11-26 | 2030-12-31 | 1604 | 1707 | 1434 | 1210
9008 | Rheem | 1000SS-10/L-107-G | 2012-11-26 | 2030-12-31 | 1662 | 1865 | 1457 | 1189
9009 | Rheem | 1000SS-10/L-108-E | 2012-11-26 | 2030-12-31 | 1611 | 1712 | 1440 | 1215
9010 | Rheem | 1000SS-10/L-108-G | 2012-11-26 | 2030-12-31 | 1680 | 1885 | 1473 | 1203
9011 | Rheem | 1000SS-10/L-109-E | 2012-11-26 | 2030-12-31 | 1618 | 1718 | 1447 | 1221
9012 | Rheem | 1000SS-10/L-109-G | 2012-11-26 | 2030-12-31 | 1697 | 1904 | 1489 | 1217
9013 | Rheem | 1000SS-10/L-110-E | 2012-11-26 | 2030-12-31 | 1625 | 1724 | 1453 | 1226
9014 | Rheem | 1000SS-10/L-110-G | 2012-11-26 | 2030-12-31 | 1715 | 1923 | 1505 | 1231
9015 | Rheem | 1000SS-10/L-111-E | 2012-11-26 | 2030-12-31 | 1633 | 1730 | 1460 | 1232
9016 | Rheem | 1000SS-10/L-111-G | 2012-11-26 | 2030-12-31 | 1733 | 1943 | 1522 | 1245
9017 | Rheem | 1000SS-10/L-60-E | 2012-11-26 | 2030-12-31 | 1170 | 1355 | 1070 | 912
9018 | Rheem | 1000SS-10/L-61-E | 2012-11-26 | 2030-12-31 | 1180 | 1363 | 1078 | 919
9019 | Rheem | 1000SS-10/L-62-E | 2012-11-26 | 2030-12-31 | 1191 | 1372 | 1087 | 926
9020 | Rheem | 1000SS-10/L-63-E | 2012-11-26 | 2030-12-31 | 1202 | 1381 | 1096 | 933
9021 | Rheem | 1000SS-10/L-64-E | 2012-11-26 | 2030-12-31 | 1213 | 1390 | 1105 | 940
9022 | Rheem | 1000SS-10/L-65-E | 2012-11-26 | 2030-12-31 | 1224 | 1399 | 1114 | 947
9023 | Rheem | 1000SS-10/L-66-E | 2012-11-26 | 2030-12-31 | 1235 | 1408 | 1122 | 954
9024 | Rheem | 1000SS-10/L-67-E | 2012-11-26 | 2030-12-31 | 1246 | 1417 | 1131 | 961
9025 | Rheem | 1000SS-10/L-67-G | 2012-11-26 | 2030-12-31 | 726 | 789 | 594 | 438
9026 | Rheem | 1000SS-10/L-68-E | 2012-11-26 | 2030-12-31 | 1257 | 1426 | 1140 | 968
9027 | Rheem | 1000SS-10/L-68-G | 2012-11-26 | 2030-12-31 | 755 | 824 | 621 | 462
9028 | Rheem | 1000SS-10/L-69-E | 2012-11-26 | 2030-12-31 | 1268 | 1435 | 1149 | 975
9029 | Rheem | 1000SS-10/L-69-G | 2012-11-26 | 2030-12-31 | 785 | 859 | 649 | 486
9030 | Rheem | 1000SS-10/L-70-E | 2012-11-26 | 2030-12-31 | 1279 | 1444 | 1158 | 982
9031 | Rheem | 1000SS-10/L-70-G | 2012-11-26 | 2030-12-31 | 815 | 894 | 677 | 510
9032 | Rheem | 1000SS-10/L-71-E | 2012-11-26 | 2030-12-31 | 1290 | 1453 | 1166 | 989
9033 | Rheem | 1000SS-10/L-71-G | 2012-11-26 | 2030-12-31 | 845 | 930 | 704 | 534
9034 | Rheem | 1000SS-10/L-72-E | 2012-11-26 | 2030-12-31 | 1301 | 1462 | 1175 | 996
9035 | Rheem | 1000SS-10/L-72-G | 2012-11-26 | 2030-12-31 | 875 | 965 | 732 | 558
9036 | Rheem | 1000SS-10/L-73-E | 2012-11-26 | 2030-12-31 | 1312 | 1471 | 1184 | 1004
9037 | Rheem | 1000SS-10/L-73-G | 2012-11-26 | 2030-12-31 | 905 | 1000 | 760 | 582
9038 | Rheem | 1000SS-10/L-74-E | 2012-11-26 | 2030-12-31 | 1322 | 1479 | 1193 | 1011
9039 | Rheem | 1000SS-10/L-74-G | 2012-11-26 | 2030-12-31 | 935 | 1036 | 788 | 606
9040 | Rheem | 1000SS-10/L-75-E | 2012-11-26 | 2030-12-31 | 1333 | 1488 | 1202 | 1018
9041 | Rheem | 1000SS-10/L-75-G | 2012-11-26 | 2030-12-31 | 965 | 1071 | 815 | 630
9042 | Rheem | 1000SS-10/L-76-E | 2012-11-26 | 2030-12-31 | 1344 | 1497 | 1210 | 1025
9043 | Rheem | 1000SS-10/L-76-G | 2012-11-26 | 2030-12-31 | 995 | 1106 | 843 | 654
9044 | Rheem | 1000SS-10/L-77-E | 2012-11-26 | 2030-12-31 | 1355 | 1506 | 1219 | 1032
9045 | Rheem | 1000SS-10/L-77-G | 2012-11-26 | 2030-12-31 | 1025 | 1142 | 871 | 678
9046 | Rheem | 1000SS-10/L-78-E | 2012-11-26 | 2030-12-31 | 1366 | 1515 | 1228 | 1039
9047 | Rheem | 1000SS-10/L-78-G | 2012-11-26 | 2030-12-31 | 1055 | 1177 | 899 | 702
9048 | Rheem | 1000SS-10/L-79-E | 2012-11-26 | 2030-12-31 | 1377 | 1524 | 1237 | 1046
9049 | Rheem | 1000SS-10/L-79-G | 2012-11-26 | 2030-12-31 | 1085 | 1212 | 926 | 726
9050 | Rheem | 1000SS-10/L-80-E | 2012-11-26 | 2030-12-31 | 1388 | 1533 | 1246 | 1053
9051 | Rheem | 1000SS-10/L-80-G | 2012-11-26 | 2030-12-31 | 1115 | 1248 | 954 | 750
9052 | Rheem | 1000SS-10/L-81-E | 2012-11-26 | 2030-12-31 | 1399 | 1542 | 1254 | 1060
9053 | Rheem | 1000SS-10/L-81-G | 2012-11-26 | 2030-12-31 | 1145 | 1283 | 982 | 774
9054 | Rheem | 1000SS-10/L-82-E | 2012-11-26 | 2030-12-31 | 1410 | 1551 | 1263 | 1067
9055 | Rheem | 1000SS-10/L-82-G | 2012-11-26 | 2030-12-31 | 1175 | 1318 | 1010 | 798
9056 | Rheem | 1000SS-10/L-83-E | 2012-11-26 | 2030-12-31 | 1421 | 1560 | 1272 | 1074
9057 | Rheem | 1000SS-10/L-83-G | 2012-11-26 | 2030-12-31 | 1205 | 1354 | 1037 | 822
9058 | Rheem | 1000SS-10/L-84-E | 2012-11-26 | 2030-12-31 | 1432 | 1569 | 1281 | 1081
9059 | Rheem | 1000SS-10/L-84-G | 2012-11-26 | 2030-12-31 | 1235 | 1389 | 1065 | 846
9060 | Rheem | 1000SS-10/L-85-E | 2012-11-26 | 2030-12-31 | 1443 | 1578 | 1290 | 1088
9061 | Rheem | 1000SS-10/L-85-G | 2012-11-26 | 2030-12-31 | 1265 | 1424 | 1093 | 870
9062 | Rheem | 1000SS-10/L-86-E | 2012-11-26 | 2030-12-31 | 1454 | 1587 | 1299 | 1096
9063 | Rheem | 1000SS-10/L-86-G | 2012-11-26 | 2030-12-31 | 1295 | 1460 | 1121 | 895
9064 | Rheem | 1000SS-10/L-87-E | 2012-11-26 | 2030-12-31 | 1461 | 1592 | 1305 | 1101
9065 | Rheem | 1000SS-10/L-87-G | 2012-11-26 | 2030-12-31 | 1312 | 1479 | 1137 | 909
9066 | Rheem | 1000SS-10/L-88-E | 2012-11-26 | 2030-12-31 | 1468 | 1598 | 1311 | 1106
9067 | Rheem | 1000SS-10/L-88-G | 2012-11-26 | 2030-12-31 | 1330 | 1498 | 1153 | 923
9068 | Rheem | 1000SS-10/L-89-E | 2012-11-26 | 2030-12-31 | 1475 | 1604 | 1318 | 1112
9069 | Rheem | 1000SS-10/L-89-G | 2012-11-26 | 2030-12-31 | 1347 | 1517 | 1169 | 937
9070 | Rheem | 1000SS-10/L-90-E | 2012-11-26 | 2030-12-31 | 1482 | 1609 | 1324 | 1117
9071 | Rheem | 1000SS-10/L-90-G | 2012-11-26 | 2030-12-31 | 1365 | 1537 | 1185 | 951
9072 | Rheem | 1000SS-10/L-91-E | 2012-11-26 | 2030-12-31 | 1489 | 1615 | 1331 | 1123
9073 | Rheem | 1000SS-10/L-91-G | 2012-11-26 | 2030-12-31 | 1382 | 1556 | 1201 | 965
9074 | Rheem | 1000SS-10/L-92-E | 2012-11-26 | 2030-12-31 | 1496 | 1621 | 1337 | 1128
9075 | Rheem | 1000SS-10/L-92-G | 2012-11-26 | 2030-12-31 | 1400 | 1575 | 1217 | 979
9076 | Rheem | 1000SS-10/L-93-E | 2012-11-26 | 2030-12-31 | 1504 | 1627 | 1344 | 1134
9077 | Rheem | 1000SS-10/L-93-G | 2012-11-26 | 2030-12-31 | 1417 | 1595 | 1233 | 993
9078 | Rheem | 1000SS-10/L-94-E | 2012-11-26 | 2030-12-31 | 1511 | 1632 | 1350 | 1139
9079 | Rheem | 1000SS-10/L-94-G | 2012-11-26 | 2030-12-31 | 1435 | 1614 | 1249 | 1007
9080 | Rheem | 1000SS-10/L-95-E | 2012-11-26 | 2030-12-31 | 1518 | 1638 | 1356 | 1144
9081 | Rheem | 1000SS-10/L-95-G | 2012-11-26 | 2030-12-31 | 1452 | 1633 | 1265 | 1021
9082 | Rheem | 1000SS-10/L-96-E | 2012-11-26 | 2030-12-31 | 1525 | 1644 | 1363 | 1150
9083 | Rheem | 1000SS-10/L-96-G | 2012-11-26 | 2030-12-31 | 1470 | 1653 | 1281 | 1035
9084 | Rheem | 1000SS-10/L-97-E | 2012-11-26 | 2030-12-31 | 1532 | 1649 | 1369 | 1155
9085 | Rheem | 1000SS-10/L-97-G | 2012-11-26 | 2030-12-31 | 1487 | 1672 | 1297 | 1049
9086 | Rheem | 1000SS-10/L-98-E | 2012-11-26 | 2030-12-31 | 1539 | 1655 | 1376 | 1161
9087 | Rheem | 1000SS-10/L-98-G | 2012-11-26 | 2030-12-31 | 1505 | 1691 | 1313 | 1063
9088 | Rheem | 1000SS-10/L-99-E | 2012-11-26 | 2030-12-31 | 1547 | 1661 | 1382 | 1166
9089 | Rheem | 1000SS-10/L-99-G | 2012-11-26 | 2030-12-31 | 1522 | 1711 | 1329 | 1077
9090 | Rheem | 1000SS-10/NPT-100-E | 2012-11-26 | 2030-12-31 | 1554 | 1667 | 1389 | 1172
9091 | Rheem | 1000SS-10/NPT-100-G | 2012-11-26 | 2030-12-31 | 1540 | 1730 | 1345 | 1091
9092 | Rheem | 1000SS-10/NPT-101-E | 2012-11-26 | 2030-12-31 | 1561 | 1672 | 1395 | 1177
9093 | Rheem | 1000SS-10/NPT-101-G | 2012-11-26 | 2030-12-31 | 1557 | 1749 | 1361 | 1105
9094 | Rheem | 1000SS-10/NPT-102-E | 2012-11-26 | 2030-12-31 | 1568 | 1678 | 1402 | 1183
9095 | Rheem | 1000SS-10/NPT-102-G | 2012-11-26 | 2030-12-31 | 1575 | 1769 | 1377 | 1119
9096 | Rheem | 1000SS-10/NPT-103-E | 2012-11-26 | 2030-12-31 | 1575 | 1684 | 1408 | 1188
9097 | Rheem | 1000SS-10/NPT-103-G | 2012-11-26 | 2030-12-31 | 1592 | 1788 | 1393 | 1133
9098 | Rheem | 1000SS-10/NPT-104-E | 2012-11-26 | 2030-12-31 | 1582 | 1689 | 1414 | 1193
9099 | Rheem | 1000SS-10/NPT-104-G | 2012-11-26 | 2030-12-31 | 1610 | 1807 | 1409 | 1147
9100 | Rheem | 1000SS-10/NPT-105-E | 2012-11-26 | 2030-12-31 | 1590 | 1695 | 1421 | 1199
9101 | Rheem | 1000SS-10/NPT-105-G | 2012-11-26 | 2030-12-31 | 1627 | 1827 | 1425 | 1161
9102 | Rheem | 1000SS-10/NPT-106-E | 2012-11-26 | 2030-12-31 | 1597 | 1701 | 1427 | 1204
9103 | Rheem | 1000SS-10/NPT-106-G | 2012-11-26 | 2030-12-31 | 1645 | 1846 | 1441 | 1175
9104 | Rheem | 1000SS-10/NPT-107-E | 2012-11-26 | 2030-12-31 | 1604 | 1707 | 1434 | 1210
9105 | Rheem | 1000SS-10/NPT-107-G | 2012-11-26 | 2030-12-31 | 1662 | 1865 | 1457 | 1189
9106 | Rheem | 1000SS-10/NPT-108-E | 2012-11-26 | 2030-12-31 | 1611 | 1712 | 1440 | 1215
9107 | Rheem | 1000SS-10/NPT-108-G | 2012-11-26 | 2030-12-31 | 1680 | 1885 | 1473 | 1203
9108 | Rheem | 1000SS-10/NPT-109-E | 2012-11-26 | 2030-12-31 | 1618 | 1718 | 1447 | 1221
9109 | Rheem | 1000SS-10/NPT-109-G | 2012-11-26 | 2030-12-31 | 1697 | 1904 | 1489 | 1217
9110 | Rheem | 1000SS-10/NPT-110-E | 2012-11-26 | 2030-12-31 | 1625 | 1724 | 1453 | 1226
9111 | Rheem | 1000SS-10/NPT-110-G | 2012-11-26 | 2030-12-31 | 1715 | 1923 | 1505 | 1231
9112 | Rheem | 1000SS-10/NPT-111-E | 2012-11-26 | 2030-12-31 | 1633 | 1730 | 1460 | 1232
9113 | Rheem | 1000SS-10/NPT-111-G | 2012-11-26 | 2030-12-31 | 1733 | 1943 | 1522 | 1245
9114 | Rheem | 1000SS-10/NPT-60-E | 2012-11-26 | 2030-12-31 | 1170 | 1355 | 1070 | 912
9115 | Rheem | 1000SS-10/NPT-61-E | 2012-11-26 | 2030-12-31 | 1180 | 1363 | 1078 | 919
9116 | Rheem | 1000SS-10/NPT-62-E | 2012-11-26 | 2030-12-31 | 1191 | 1372 | 1087 | 926
9117 | Rheem | 1000SS-10/NPT-63-E | 2012-11-26 | 2030-12-31 | 1202 | 1381 | 1096 | 933
9118 | Rheem | 1000SS-10/NPT-64-E | 2012-11-26 | 2030-12-31 | 1213 | 1390 | 1105 | 940
9119 | Rheem | 1000SS-10/NPT-65-E | 2012-11-26 | 2030-12-31 | 1224 | 1399 | 1114 | 947
9120 | Rheem | 1000SS-10/NPT-66-E | 2012-11-26 | 2030-12-31 | 1235 | 1408 | 1122 | 954
9121 | Rheem | 1000SS-10/NPT-67-E | 2012-11-26 | 2030-12-31 | 1246 | 1417 | 1131 | 961
9122 | Rheem | 1000SS-10/NPT-67-G | 2012-11-26 | 2030-12-31 | 726 | 789 | 594 | 438
9123 | Rheem | 1000SS-10/NPT-68-E | 2012-11-26 | 2030-12-31 | 1257 | 1426 | 1140 | 968
9124 | Rheem | 1000SS-10/NPT-68-G | 2012-11-26 | 2030-12-31 | 755 | 824 | 621 | 462
9125 | Rheem | 1000SS-10/NPT-69-E | 2012-11-26 | 2030-12-31 | 1268 | 1435 | 1149 | 975
9126 | Rheem | 1000SS-10/NPT-69-G | 2012-11-26 | 2030-12-31 | 785 | 859 | 649 | 486
9127 | Rheem | 1000SS-10/NPT-70-E | 2012-11-26 | 2030-12-31 | 1279 | 1444 | 1158 | 982
9128 | Rheem | 1000SS-10/NPT-70-G | 2012-11-26 | 2030-12-31 | 815 | 894 | 677 | 510
9129 | Rheem | 1000SS-10/NPT-71-E | 2012-11-26 | 2030-12-31 | 1290 | 1453 | 1166 | 989
9130 | Rheem | 1000SS-10/NPT-71-G | 2012-11-26 | 2030-12-31 | 845 | 930 | 704 | 534
9131 | Rheem | 1000SS-10/NPT-72-E | 2012-11-26 | 2030-12-31 | 1301 | 1462 | 1175 | 996
9132 | Rheem | 1000SS-10/NPT-72-G | 2012-11-26 | 2030-12-31 | 875 | 965 | 732 | 558
9133 | Rheem | 1000SS-10/NPT-73-E | 2012-11-26 | 2030-12-31 | 1312 | 1471 | 1184 | 1004
9134 | Rheem | 1000SS-10/NPT-73-G | 2012-11-26 | 2030-12-31 | 905 | 1000 | 760 | 582
9135 | Rheem | 1000SS-10/NPT-74-E | 2012-11-26 | 2030-12-31 | 1322 | 1479 | 1193 | 1011
9136 | Rheem | 1000SS-10/NPT-74-G | 2012-11-26 | 2030-12-31 | 935 | 1036 | 788 | 606
9137 | Rheem | 1000SS-10/NPT-75-E | 2012-11-26 | 2030-12-31 | 1333 | 1488 | 1202 | 1018
9138 | Rheem | 1000SS-10/NPT-75-G | 2012-11-26 | 2030-12-31 | 965 | 1071 | 815 | 630
9139 | Rheem | 1000SS-10/NPT-76-E | 2012-11-26 | 2030-12-31 | 1344 | 1497 | 1210 | 1025
9140 | Rheem | 1000SS-10/NPT-76-G | 2012-11-26 | 2030-12-31 | 995 | 1106 | 843 | 654
9141 | Rheem | 1000SS-10/NPT-77-E | 2012-11-26 | 2030-12-31 | 1355 | 1506 | 1219 | 1032
9142 | Rheem | 1000SS-10/NPT-77-G | 2012-11-26 | 2030-12-31 | 1025 | 1142 | 871 | 678
9143 | Rheem | 1000SS-10/NPT-78-E | 2012-11-26 | 2030-12-31 | 1366 | 1515 | 1228 | 1039
9144 | Rheem | 1000SS-10/NPT-78-G | 2012-11-26 | 2030-12-31 | 1055 | 1177 | 899 | 702
9145 | Rheem | 1000SS-10/NPT-79-E | 2012-11-26 | 2030-12-31 | 1377 | 1524 | 1237 | 1046
9146 | Rheem | 1000SS-10/NPT-79-G | 2012-11-26 | 2030-12-31 | 1085 | 1212 | 926 | 726
9147 | Rheem | 1000SS-10/NPT-80-E | 2012-11-26 | 2030-12-31 | 1388 | 1533 | 1246 | 1053
9148 | Rheem | 1000SS-10/NPT-80-G | 2012-11-26 | 2030-12-31 | 1115 | 1248 | 954 | 750
9149 | Rheem | 1000SS-10/NPT-81-E | 2012-11-26 | 2030-12-31 | 1399 | 1542 | 1254 | 1060
9150 | Rheem | 1000SS-10/NPT-81-G | 2012-11-26 | 2030-12-31 | 1145 | 1283 | 982 | 774
9151 | Rheem | 1000SS-10/NPT-82-E | 2012-11-26 | 2030-12-31 | 1410 | 1551 | 1263 | 1067
9152 | Rheem | 1000SS-10/NPT-82-G | 2012-11-26 | 2030-12-31 | 1175 | 1318 | 1010 | 798
9153 | Rheem | 1000SS-10/NPT-83-E | 2012-11-26 | 2030-12-31 | 1421 | 1560 | 1272 | 1074
9154 | Rheem | 1000SS-10/NPT-83-G | 2012-11-26 | 2030-12-31 | 1205 | 1354 | 1037 | 822
9155 | Rheem | 1000SS-10/NPT-84-E | 2012-11-26 | 2030-12-31 | 1432 | 1569 | 1281 | 1081
9156 | Rheem | 1000SS-10/NPT-84-G | 2012-11-26 | 2030-12-31 | 1235 | 1389 | 1065 | 846
9157 | Rheem | 1000SS-10/NPT-85-E | 2012-11-26 | 2030-12-31 | 1443 | 1578 | 1290 | 1088
9158 | Rheem | 1000SS-10/NPT-85-G | 2012-11-26 | 2030-12-31 | 1265 | 1424 | 1093 | 870
9159 | Rheem | 1000SS-10/NPT-86-E | 2012-11-26 | 2030-12-31 | 1454 | 1587 | 1299 | 1096
9160 | Rheem | 1000SS-10/NPT-86-G | 2012-11-26 | 2030-12-31 | 1295 | 1460 | 1121 | 895
9161 | Rheem | 1000SS-10/NPT-87-E | 2012-11-26 | 2030-12-31 | 1461 | 1592 | 1305 | 1101
9162 | Rheem | 1000SS-10/NPT-87-G | 2012-11-26 | 2030-12-31 | 1312 | 1479 | 1137 | 909
9163 | Rheem | 1000SS-10/NPT-88-E | 2012-11-26 | 2030-12-31 | 1468 | 1598 | 1311 | 1106
9164 | Rheem | 1000SS-10/NPT-88-G | 2012-11-26 | 2030-12-31 | 1330 | 1498 | 1153 | 923
9165 | Rheem | 1000SS-10/NPT-89-E | 2012-11-26 | 2030-12-31 | 1475 | 1604 | 1318 | 1112
9166 | Rheem | 1000SS-10/NPT-89-G | 2012-11-26 | 2030-12-31 | 1347 | 1517 | 1169 | 937
9167 | Rheem | 1000SS-10/NPT-90-E | 2012-11-26 | 2030-12-31 | 1482 | 1609 | 1324 | 1117
9168 | Rheem | 1000SS-10/NPT-90-G | 2012-11-26 | 2030-12-31 | 1365 | 1537 | 1185 | 951
9169 | Rheem | 1000SS-10/NPT-91-E | 2012-11-26 | 2030-12-31 | 1489 | 1615 | 1331 | 1123
9170 | Rheem | 1000SS-10/NPT-91-G | 2012-11-26 | 2030-12-31 | 1382 | 1556 | 1201 | 965
9171 | Rheem | 1000SS-10/NPT-92-E | 2012-11-26 | 2030-12-31 | 1496 | 1621 | 1337 | 1128
9172 | Rheem | 1000SS-10/NPT-92-G | 2012-11-26 | 2030-12-31 | 1400 | 1575 | 1217 | 979
9173 | Rheem | 1000SS-10/NPT-93-E | 2012-11-26 | 2030-12-31 | 1504 | 1627 | 1344 | 1134
9174 | Rheem | 1000SS-10/NPT-93-G | 2012-11-26 | 2030-12-31 | 1417 | 1595 | 1233 | 993
9175 | Rheem | 1000SS-10/NPT-94-E | 2012-11-26 | 2030-12-31 | 1511 | 1632 | 1350 | 1139
9176 | Rheem | 1000SS-10/NPT-94-G | 2012-11-26 | 2030-12-31 | 1435 | 1614 | 1249 | 1007
9177 | Rheem | 1000SS-10/NPT-95-E | 2012-11-26 | 2030-12-31 | 1518 | 1638 | 1356 | 1144
9178 | Rheem | 1000SS-10/NPT-95-G | 2012-11-26 | 2030-12-31 | 1452 | 1633 | 1265 | 1021
9179 | Rheem | 1000SS-10/NPT-96-E | 2012-11-26 | 2030-12-31 | 1525 | 1644 | 1363 | 1150
9180 | Rheem | 1000SS-10/NPT-96-G | 2012-11-26 | 2030-12-31 | 1470 | 1653 | 1281 | 1035
9181 | Rheem | 1000SS-10/NPT-97-E | 2012-11-26 | 2030-12-31 | 1532 | 1649 | 1369 | 1155
9182 | Rheem | 1000SS-10/NPT-97-G | 2012-11-26 | 2030-12-31 | 1487 | 1672 | 1297 | 1049
9183 | Rheem | 1000SS-10/NPT-98-E | 2012-11-26 | 2030-12-31 | 1539 | 1655 | 1376 | 1161
9184 | Rheem | 1000SS-10/NPT-98-G | 2012-11-26 | 2030-12-31 | 1505 | 1691 | 1313 | 1063
9185 | Rheem | 1000SS-10/NPT-99-E | 2012-11-26 | 2030-12-31 | 1547 | 1661 | 1382 | 1166
9186 | Rheem | 1000SS-10/NPT-99-G | 2012-11-26 | 2030-12-31 | 1522 | 1711 | 1329 | 1077
9187 | Rheem | 1000SS-11/L-100-E | 2012-11-26 | 2030-12-31 | 1629 | 1761 | 1458 | 1231
9188 | Rheem | 1000SS-11/L-100-G | 2012-11-26 | 2030-12-31 | 1539 | 1726 | 1343 | 1088
9189 | Rheem | 1000SS-11/L-101-E | 2012-11-26 | 2030-12-31 | 1636 | 1767 | 1464 | 1236
9190 | Rheem | 1000SS-11/L-101-G | 2012-11-26 | 2030-12-31 | 1557 | 1745 | 1359 | 1102
9191 | Rheem | 1000SS-11/L-102-E | 2012-11-26 | 2030-12-31 | 1643 | 1773 | 1471 | 1242
9192 | Rheem | 1000SS-11/L-102-G | 2012-11-26 | 2030-12-31 | 1574 | 1765 | 1375 | 1116
9193 | Rheem | 1000SS-11/L-103-E | 2012-11-26 | 2030-12-31 | 1650 | 1779 | 1477 | 1247
9194 | Rheem | 1000SS-11/L-103-G | 2012-11-26 | 2030-12-31 | 1592 | 1784 | 1391 | 1130
9195 | Rheem | 1000SS-11/L-104-E | 2012-11-26 | 2030-12-31 | 1658 | 1784 | 1483 | 1253
9196 | Rheem | 1000SS-11/L-104-G | 2012-11-26 | 2030-12-31 | 1609 | 1803 | 1407 | 1144
9197 | Rheem | 1000SS-11/L-105-E | 2012-11-26 | 2030-12-31 | 1665 | 1790 | 1490 | 1258
9198 | Rheem | 1000SS-11/L-105-G | 2012-11-26 | 2030-12-31 | 1627 | 1823 | 1423 | 1158
9199 | Rheem | 1000SS-11/L-106-E | 2012-11-26 | 2030-12-31 | 1672 | 1796 | 1496 | 1264
9200 | Rheem | 1000SS-11/L-106-G | 2012-11-26 | 2030-12-31 | 1644 | 1842 | 1439 | 1172
9201 | Rheem | 1000SS-11/L-107-E | 2012-11-26 | 2030-12-31 | 1679 | 1801 | 1503 | 1269
9202 | Rheem | 1000SS-11/L-107-G | 2012-11-26 | 2030-12-31 | 1662 | 1861 | 1455 | 1186
9203 | Rheem | 1000SS-11/L-108-E | 2012-11-26 | 2030-12-31 | 1686 | 1807 | 1509 | 1275
9204 | Rheem | 1000SS-11/L-108-G | 2012-11-26 | 2030-12-31 | 1679 | 1881 | 1471 | 1200
9205 | Rheem | 1000SS-11/L-109-E | 2012-11-26 | 2030-12-31 | 1693 | 1813 | 1516 | 1280
9206 | Rheem | 1000SS-11/L-109-G | 2012-11-26 | 2030-12-31 | 1697 | 1900 | 1487 | 1214
9207 | Rheem | 1000SS-11/L-110-E | 2012-11-26 | 2030-12-31 | 1701 | 1818 | 1522 | 1286
9208 | Rheem | 1000SS-11/L-110-G | 2012-11-26 | 2030-12-31 | 1714 | 1919 | 1503 | 1228
9209 | Rheem | 1000SS-11/L-111-E | 2012-11-26 | 2030-12-31 | 1708 | 1824 | 1529 | 1291
9210 | Rheem | 1000SS-11/L-111-G | 2012-11-26 | 2030-12-31 | 1732 | 1939 | 1519 | 1242
9211 | Rheem | 1000SS-11/L-112-E | 2012-11-26 | 2030-12-31 | 1715 | 1830 | 1535 | 1297
9212 | Rheem | 1000SS-11/L-112-G | 2012-11-26 | 2030-12-31 | 1749 | 1958 | 1535 | 1256
9213 | Rheem | 1000SS-11/L-113-E | 2012-11-26 | 2030-12-31 | 1722 | 1836 | 1541 | 1302
9214 | Rheem | 1000SS-11/L-113-G | 2012-11-26 | 2030-12-31 | 1767 | 1977 | 1551 | 1270
9215 | Rheem | 1000SS-11/L-114-E | 2012-11-26 | 2030-12-31 | 1729 | 1841 | 1548 | 1308
9216 | Rheem | 1000SS-11/L-114-G | 2012-11-26 | 2030-12-31 | 1784 | 1997 | 1567 | 1284
9217 | Rheem | 1000SS-11/L-115-E | 2012-11-26 | 2030-12-31 | 1737 | 1847 | 1554 | 1313
9218 | Rheem | 1000SS-11/L-115-G | 2012-11-26 | 2030-12-31 | 1802 | 2016 | 1583 | 1298
9219 | Rheem | 1000SS-11/L-116-E | 2012-11-26 | 2030-12-31 | 1744 | 1853 | 1561 | 1319
9220 | Rheem | 1000SS-11/L-116-G | 2012-11-26 | 2030-12-31 | 1819 | 2035 | 1599 | 1312
9221 | Rheem | 1000SS-11/L-117-E | 2012-11-26 | 2030-12-31 | 1751 | 1858 | 1567 | 1324
9222 | Rheem | 1000SS-11/L-117-G | 2012-11-26 | 2030-12-31 | 1837 | 2055 | 1615 | 1326
9223 | Rheem | 1000SS-11/L-118-E | 2012-11-26 | 2030-12-31 | 1758 | 1864 | 1574 | 1330
9224 | Rheem | 1000SS-11/L-118-G | 2012-11-26 | 2030-12-31 | 1854 | 2074 | 1631 | 1340
9225 | Rheem | 1000SS-11/L-119-E | 2012-11-26 | 2030-12-31 | 1765 | 1870 | 1580 | 1335
9226 | Rheem | 1000SS-11/L-119-G | 2012-11-26 | 2030-12-31 | 1872 | 2093 | 1647 | 1354
9227 | Rheem | 1000SS-11/L-120-E | 2012-11-26 | 2030-12-31 | 1773 | 1876 | 1587 | 1341
9228 | Rheem | 1000SS-11/L-120-G | 2012-11-26 | 2030-12-31 | 1890 | 2113 | 1664 | 1368
9229 | Rheem | 1000SS-11/L-66-E | 2012-11-26 | 2030-12-31 | 1293 | 1498 | 1186 | 1012
9230 | Rheem | 1000SS-11/L-67-E | 2012-11-26 | 2030-12-31 | 1303 | 1506 | 1194 | 1018
9231 | Rheem | 1000SS-11/L-68-E | 2012-11-26 | 2030-12-31 | 1314 | 1514 | 1202 | 1025
9232 | Rheem | 1000SS-11/L-69-E | 2012-11-26 | 2030-12-31 | 1324 | 1522 | 1211 | 1032
9233 | Rheem | 1000SS-11/L-69-G | 2012-11-26 | 2030-12-31 | 746 | 810 | 612 | 454
9234 | Rheem | 1000SS-11/L-70-E | 2012-11-26 | 2030-12-31 | 1335 | 1531 | 1219 | 1038
9235 | Rheem | 1000SS-11/L-70-G | 2012-11-26 | 2030-12-31 | 773 | 842 | 637 | 476
9236 | Rheem | 1000SS-11/L-71-E | 2012-11-26 | 2030-12-31 | 1345 | 1539 | 1228 | 1045
9237 | Rheem | 1000SS-11/L-71-G | 2012-11-26 | 2030-12-31 | 801 | 875 | 663 | 498
9238 | Rheem | 1000SS-11/L-72-E | 2012-11-26 | 2030-12-31 | 1356 | 1547 | 1236 | 1052
9239 | Rheem | 1000SS-11/L-72-G | 2012-11-26 | 2030-12-31 | 829 | 907 | 689 | 521
9240 | Rheem | 1000SS-11/L-73-E | 2012-11-26 | 2030-12-31 | 1367 | 1556 | 1244 | 1058
9241 | Rheem | 1000SS-11/L-73-G | 2012-11-26 | 2030-12-31 | 857 | 940 | 715 | 543
9242 | Rheem | 1000SS-11/L-74-E | 2012-11-26 | 2030-12-31 | 1377 | 1564 | 1253 | 1065
9243 | Rheem | 1000SS-11/L-74-G | 2012-11-26 | 2030-12-31 | 885 | 972 | 740 | 565
9244 | Rheem | 1000SS-11/L-75-E | 2012-11-26 | 2030-12-31 | 1388 | 1572 | 1261 | 1072
9245 | Rheem | 1000SS-11/L-75-G | 2012-11-26 | 2030-12-31 | 913 | 1005 | 766 | 588
9246 | Rheem | 1000SS-11/L-76-E | 2012-11-26 | 2030-12-31 | 1398 | 1580 | 1270 | 1079
9247 | Rheem | 1000SS-11/L-76-G | 2012-11-26 | 2030-12-31 | 941 | 1037 | 792 | 610
9248 | Rheem | 1000SS-11/L-77-E | 2012-11-26 | 2030-12-31 | 1409 | 1589 | 1278 | 1085
9249 | Rheem | 1000SS-11/L-77-G | 2012-11-26 | 2030-12-31 | 969 | 1070 | 818 | 632
9250 | Rheem | 1000SS-11/L-78-E | 2012-11-26 | 2030-12-31 | 1420 | 1597 | 1286 | 1092
9251 | Rheem | 1000SS-11/L-78-G | 2012-11-26 | 2030-12-31 | 997 | 1102 | 844 | 655
9252 | Rheem | 1000SS-11/L-79-E | 2012-11-26 | 2030-12-31 | 1430 | 1605 | 1295 | 1099
9253 | Rheem | 1000SS-11/L-79-G | 2012-11-26 | 2030-12-31 | 1025 | 1135 | 869 | 677
9254 | Rheem | 1000SS-11/L-80-E | 2012-11-26 | 2030-12-31 | 1441 | 1614 | 1303 | 1105
9255 | Rheem | 1000SS-11/L-80-G | 2012-11-26 | 2030-12-31 | 1053 | 1167 | 895 | 699
9256 | Rheem | 1000SS-11/L-81-E | 2012-11-26 | 2030-12-31 | 1451 | 1622 | 1312 | 1112
9257 | Rheem | 1000SS-11/L-81-G | 2012-11-26 | 2030-12-31 | 1081 | 1200 | 921 | 722
9258 | Rheem | 1000SS-11/L-82-E | 2012-11-26 | 2030-12-31 | 1462 | 1630 | 1320 | 1119
9259 | Rheem | 1000SS-11/L-82-G | 2012-11-26 | 2030-12-31 | 1109 | 1233 | 947 | 744
9260 | Rheem | 1000SS-11/L-83-E | 2012-11-26 | 2030-12-31 | 1473 | 1639 | 1328 | 1125
9261 | Rheem | 1000SS-11/L-83-G | 2012-11-26 | 2030-12-31 | 1137 | 1265 | 973 | 766
9262 | Rheem | 1000SS-11/L-84-E | 2012-11-26 | 2030-12-31 | 1483 | 1647 | 1337 | 1132
9263 | Rheem | 1000SS-11/L-84-G | 2012-11-26 | 2030-12-31 | 1165 | 1298 | 998 | 789
9264 | Rheem | 1000SS-11/L-85-E | 2012-11-26 | 2030-12-31 | 1494 | 1655 | 1345 | 1139
9265 | Rheem | 1000SS-11/L-85-G | 2012-11-26 | 2030-12-31 | 1193 | 1330 | 1024 | 811
9266 | Rheem | 1000SS-11/L-86-E | 2012-11-26 | 2030-12-31 | 1504 | 1663 | 1354 | 1146
9267 | Rheem | 1000SS-11/L-86-G | 2012-11-26 | 2030-12-31 | 1221 | 1363 | 1050 | 833
9268 | Rheem | 1000SS-11/L-87-E | 2012-11-26 | 2030-12-31 | 1515 | 1672 | 1362 | 1152
9269 | Rheem | 1000SS-11/L-87-G | 2012-11-26 | 2030-12-31 | 1249 | 1395 | 1076 | 856
9270 | Rheem | 1000SS-11/L-88-E | 2012-11-26 | 2030-12-31 | 1526 | 1680 | 1370 | 1159
9271 | Rheem | 1000SS-11/L-88-G | 2012-11-26 | 2030-12-31 | 1277 | 1428 | 1102 | 878
9272 | Rheem | 1000SS-11/L-89-E | 2012-11-26 | 2030-12-31 | 1536 | 1688 | 1379 | 1166
9273 | Rheem | 1000SS-11/L-89-G | 2012-11-26 | 2030-12-31 | 1305 | 1460 | 1127 | 900
9274 | Rheem | 1000SS-11/L-90-E | 2012-11-26 | 2030-12-31 | 1547 | 1697 | 1387 | 1172
9275 | Rheem | 1000SS-11/L-90-G | 2012-11-26 | 2030-12-31 | 1333 | 1493 | 1153 | 923
9276 | Rheem | 1000SS-11/L-91-E | 2012-11-26 | 2030-12-31 | 1557 | 1705 | 1396 | 1179
9277 | Rheem | 1000SS-11/L-91-G | 2012-11-26 | 2030-12-31 | 1361 | 1525 | 1179 | 945
9278 | Rheem | 1000SS-11/L-92-E | 2012-11-26 | 2030-12-31 | 1568 | 1713 | 1404 | 1186
9279 | Rheem | 1000SS-11/L-92-G | 2012-11-26 | 2030-12-31 | 1389 | 1558 | 1205 | 967
9280 | Rheem | 1000SS-11/L-93-E | 2012-11-26 | 2030-12-31 | 1579 | 1722 | 1413 | 1193
9281 | Rheem | 1000SS-11/L-93-G | 2012-11-26 | 2030-12-31 | 1417 | 1591 | 1231 | 990
9282 | Rheem | 1000SS-11/L-94-E | 2012-11-26 | 2030-12-31 | 1586 | 1727 | 1419 | 1198
9283 | Rheem | 1000SS-11/L-94-G | 2012-11-26 | 2030-12-31 | 1434 | 1610 | 1247 | 1004
9284 | Rheem | 1000SS-11/L-95-E | 2012-11-26 | 2030-12-31 | 1593 | 1733 | 1425 | 1203
9285 | Rheem | 1000SS-11/L-95-G | 2012-11-26 | 2030-12-31 | 1452 | 1629 | 1263 | 1018
9286 | Rheem | 1000SS-11/L-96-E | 2012-11-26 | 2030-12-31 | 1600 | 1739 | 1432 | 1209
9287 | Rheem | 1000SS-11/L-96-G | 2012-11-26 | 2030-12-31 | 1469 | 1649 | 1279 | 1032
9288 | Rheem | 1000SS-11/L-97-E | 2012-11-26 | 2030-12-31 | 1607 | 1744 | 1438 | 1214
9289 | Rheem | 1000SS-11/L-97-G | 2012-11-26 | 2030-12-31 | 1487 | 1668 | 1295 | 1046
9290 | Rheem | 1000SS-11/L-98-E | 2012-11-26 | 2030-12-31 | 1614 | 1750 | 1445 | 1220
9291 | Rheem | 1000SS-11/L-98-G | 2012-11-26 | 2030-12-31 | 1504 | 1687 | 1311 | 1060
9292 | Rheem | 1000SS-11/L-99-E | 2012-11-26 | 2030-12-31 | 1622 | 1756 | 1451 | 1225
9293 | Rheem | 1000SS-11/L-99-G | 2012-11-26 | 2030-12-31 | 1522 | 1707 | 1327 | 1074
9294 | Rheem | 1000SS-11/NPT-100-E | 2012-11-26 | 2030-12-31 | 1629 | 1761 | 1458 | 1231
9295 | Rheem | 1000SS-11/NPT-100-G | 2012-11-26 | 2030-12-31 | 1539 | 1726 | 1343 | 1088
9296 | Rheem | 1000SS-11/NPT-101-E | 2012-11-26 | 2030-12-31 | 1636 | 1767 | 1464 | 1236
9297 | Rheem | 1000SS-11/NPT-101-G | 2012-11-26 | 2030-12-31 | 1557 | 1745 | 1359 | 1102
9298 | Rheem | 1000SS-11/NPT-102-E | 2012-11-26 | 2030-12-31 | 1643 | 1773 | 1471 | 1242
9299 | Rheem | 1000SS-11/NPT-102-G | 2012-11-26 | 2030-12-31 | 1574 | 1765 | 1375 | 1116
9300 | Rheem | 1000SS-11/NPT-103-E | 2012-11-26 | 2030-12-31 | 1650 | 1779 | 1477 | 1247
9301 | Rheem | 1000SS-11/NPT-103-G | 2012-11-26 | 2030-12-31 | 1592 | 1784 | 1391 | 1130
9302 | Rheem | 1000SS-11/NPT-104-E | 2012-11-26 | 2030-12-31 | 1658 | 1784 | 1483 | 1253
9303 | Rheem | 1000SS-11/NPT-104-G | 2012-11-26 | 2030-12-31 | 1609 | 1803 | 1407 | 1144
9304 | Rheem | 1000SS-11/NPT-105-E | 2012-11-26 | 2030-12-31 | 1665 | 1790 | 1490 | 1258
9305 | Rheem | 1000SS-11/NPT-105-G | 2012-11-26 | 2030-12-31 | 1627 | 1823 | 1423 | 1158
9306 | Rheem | 1000SS-11/NPT-106-E | 2012-11-26 | 2030-12-31 | 1672 | 1796 | 1496 | 1264
9307 | Rheem | 1000SS-11/NPT-106-G | 2012-11-26 | 2030-12-31 | 1644 | 1842 | 1439 | 1172
9308 | Rheem | 1000SS-11/NPT-107-E | 2012-11-26 | 2030-12-31 | 1679 | 1801 | 1503 | 1269
9309 | Rheem | 1000SS-11/NPT-107-G | 2012-11-26 | 2030-12-31 | 1662 | 1861 | 1455 | 1186
9310 | Rheem | 1000SS-11/NPT-108-E | 2012-11-26 | 2030-12-31 | 1686 | 1807 | 1509 | 1275
9311 | Rheem | 1000SS-11/NPT-108-G | 2012-11-26 | 2030-12-31 | 1679 | 1881 | 1471 | 1200
9312 | Rheem | 1000SS-11/NPT-109-E | 2012-11-26 | 2030-12-31 | 1693 | 1813 | 1516 | 1280
9313 | Rheem | 1000SS-11/NPT-109-G | 2012-11-26 | 2030-12-31 | 1697 | 1900 | 1487 | 1214
9314 | Rheem | 1000SS-11/NPT-110-E | 2012-11-26 | 2030-12-31 | 1701 | 1818 | 1522 | 1286
9315 | Rheem | 1000SS-11/NPT-110-G | 2012-11-26 | 2030-12-31 | 1714 | 1919 | 1503 | 1228
9316 | Rheem | 1000SS-11/NPT-111-E | 2012-11-26 | 2030-12-31 | 1708 | 1824 | 1529 | 1291
9317 | Rheem | 1000SS-11/NPT-111-G | 2012-11-26 | 2030-12-31 | 1732 | 1939 | 1519 | 1242
9318 | Rheem | 1000SS-11/NPT-112-E | 2012-11-26 | 2030-12-31 | 1715 | 1830 | 1535 | 1297
9319 | Rheem | 1000SS-11/NPT-112-G | 2012-11-26 | 2030-12-31 | 1749 | 1958 | 1535 | 1256
9320 | Rheem | 1000SS-11/NPT-113-E | 2012-11-26 | 2030-12-31 | 1722 | 1836 | 1541 | 1302
9321 | Rheem | 1000SS-11/NPT-113-G | 2012-11-26 | 2030-12-31 | 1767 | 1977 | 1551 | 1270
9322 | Rheem | 1000SS-11/NPT-114-E | 2012-11-26 | 2030-12-31 | 1729 | 1841 | 1548 | 1308
9323 | Rheem | 1000SS-11/NPT-114-G | 2012-11-26 | 2030-12-31 | 1784 | 1997 | 1567 | 1284
9324 | Rheem | 1000SS-11/NPT-115-E | 2012-11-26 | 2030-12-31 | 1737 | 1847 | 1554 | 1313
9325 | Rheem | 1000SS-11/NPT-115-G | 2012-11-26 | 2030-12-31 | 1802 | 2016 | 1583 | 1298
9326 | Rheem | 1000SS-11/NPT-116-E | 2012-11-26 | 2030-12-31 | 1744 | 1853 | 1561 | 1319
9327 | Rheem | 1000SS-11/NPT-116-G | 2012-11-26 | 2030-12-31 | 1819 | 2035 | 1599 | 1312
9328 | Rheem | 1000SS-11/NPT-117-E | 2012-11-26 | 2030-12-31 | 1751 | 1858 | 1567 | 1324
9329 | Rheem | 1000SS-11/NPT-117-G | 2012-11-26 | 2030-12-31 | 1837 | 2055 | 1615 | 1326
9330 | Rheem | 1000SS-11/NPT-118-E | 2012-11-26 | 2030-12-31 | 1758 | 1864 | 1574 | 1330
9331 | Rheem | 1000SS-11/NPT-118-G | 2012-11-26 | 2030-12-31 | 1854 | 2074 | 1631 | 1340
9332 | Rheem | 1000SS-11/NPT-119-E | 2012-11-26 | 2030-12-31 | 1765 | 1870 | 1580 | 1335
9333 | Rheem | 1000SS-11/NPT-119-G | 2012-11-26 | 2030-12-31 | 1872 | 2093 | 1647 | 1354
9334 | Rheem | 1000SS-11/NPT-120-E | 2012-11-26 | 2030-12-31 | 1773 | 1876 | 1587 | 1341
9335 | Rheem | 1000SS-11/NPT-120-G | 2012-11-26 | 2030-12-31 | 1890 | 2113 | 1664 | 1368
9336 | Rheem | 1000SS-11/NPT-66-E | 2012-11-26 | 2030-12-31 | 1293 | 1498 | 1186 | 1012
9337 | Rheem | 1000SS-11/NPT-67-E | 2012-11-26 | 2030-12-31 | 1303 | 1506 | 1194 | 1018
9338 | Rheem | 1000SS-11/NPT-68-E | 2012-11-26 | 2030-12-31 | 1314 | 1514 | 1202 | 1025
9339 | Rheem | 1000SS-11/NPT-69-E | 2012-11-26 | 2030-12-31 | 1324 | 1522 | 1211 | 1032
9340 | Rheem | 1000SS-11/NPT-69-G | 2012-11-26 | 2030-12-31 | 746 | 810 | 612 | 454
9341 | Rheem | 1000SS-11/NPT-70-E | 2012-11-26 | 2030-12-31 | 1335 | 1531 | 1219 | 1038
9342 | Rheem | 1000SS-11/NPT-70-G | 2012-11-26 | 2030-12-31 | 773 | 842 | 637 | 476
9343 | Rheem | 1000SS-11/NPT-71-E | 2012-11-26 | 2030-12-31 | 1345 | 1539 | 1228 | 1045
9344 | Rheem | 1000SS-11/NPT-71-G | 2012-11-26 | 2030-12-31 | 801 | 875 | 663 | 498
9345 | Rheem | 1000SS-11/NPT-72-E | 2012-11-26 | 2030-12-31 | 1356 | 1547 | 1236 | 1052
9346 | Rheem | 1000SS-11/NPT-72-G | 2012-11-26 | 2030-12-31 | 829 | 907 | 689 | 521
9347 | Rheem | 1000SS-11/NPT-73-E | 2012-11-26 | 2030-12-31 | 1367 | 1556 | 1244 | 1058
9348 | Rheem | 1000SS-11/NPT-73-G | 2012-11-26 | 2030-12-31 | 857 | 940 | 715 | 543
9349 | Rheem | 1000SS-11/NPT-74-E | 2012-11-26 | 2030-12-31 | 1377 | 1564 | 1253 | 1065
9350 | Rheem | 1000SS-11/NPT-74-G | 2012-11-26 | 2030-12-31 | 885 | 972 | 740 | 565
9351 | Rheem | 1000SS-11/NPT-75-E | 2012-11-26 | 2030-12-31 | 1388 | 1572 | 1261 | 1072
9352 | Rheem | 1000SS-11/NPT-75-G | 2012-11-26 | 2030-12-31 | 913 | 1005 | 766 | 588
9353 | Rheem | 1000SS-11/NPT-76-E | 2012-11-26 | 2030-12-31 | 1398 | 1580 | 1270 | 1079
9354 | Rheem | 1000SS-11/NPT-76-G | 2012-11-26 | 2030-12-31 | 941 | 1037 | 792 | 610
9355 | Rheem | 1000SS-11/NPT-77-E | 2012-11-26 | 2030-12-31 | 1409 | 1589 | 1278 | 1085
9356 | Rheem | 1000SS-11/NPT-77-G | 2012-11-26 | 2030-12-31 | 969 | 1070 | 818 | 632
9357 | Rheem | 1000SS-11/NPT-78-E | 2012-11-26 | 2030-12-31 | 1420 | 1597 | 1286 | 1092
9358 | Rheem | 1000SS-11/NPT-78-G | 2012-11-26 | 2030-12-31 | 997 | 1102 | 844 | 655
9359 | Rheem | 1000SS-11/NPT-79-E | 2012-11-26 | 2030-12-31 | 1430 | 1605 | 1295 | 1099
9360 | Rheem | 1000SS-11/NPT-79-G | 2012-11-26 | 2030-12-31 | 1025 | 1135 | 869 | 677
9361 | Rheem | 1000SS-11/NPT-80-E | 2012-11-26 | 2030-12-31 | 1441 | 1614 | 1303 | 1105
9362 | Rheem | 1000SS-11/NPT-80-G | 2012-11-26 | 2030-12-31 | 1053 | 1167 | 895 | 699
9363 | Rheem | 1000SS-11/NPT-81-E | 2012-11-26 | 2030-12-31 | 1451 | 1622 | 1312 | 1112
9364 | Rheem | 1000SS-11/NPT-81-G | 2012-11-26 | 2030-12-31 | 1081 | 1200 | 921 | 722
9365 | Rheem | 1000SS-11/NPT-82-E | 2012-11-26 | 2030-12-31 | 1462 | 1630 | 1320 | 1119
9366 | Rheem | 1000SS-11/NPT-82-G | 2012-11-26 | 2030-12-31 | 1109 | 1233 | 947 | 744
9367 | Rheem | 1000SS-11/NPT-83-E | 2012-11-26 | 2030-12-31 | 1473 | 1639 | 1328 | 1125
9368 | Rheem | 1000SS-11/NPT-83-G | 2012-11-26 | 2030-12-31 | 1137 | 1265 | 973 | 766
9369 | Rheem | 1000SS-11/NPT-84-E | 2012-11-26 | 2030-12-31 | 1483 | 1647 | 1337 | 1132
9370 | Rheem | 1000SS-11/NPT-84-G | 2012-11-26 | 2030-12-31 | 1165 | 1298 | 998 | 789
9371 | Rheem | 1000SS-11/NPT-85-E | 2012-11-26 | 2030-12-31 | 1494 | 1655 | 1345 | 1139
9372 | Rheem | 1000SS-11/NPT-85-G | 2012-11-26 | 2030-12-31 | 1193 | 1330 | 1024 | 811
9373 | Rheem | 1000SS-11/NPT-86-E | 2012-11-26 | 2030-12-31 | 1504 | 1663 | 1354 | 1146
9374 | Rheem | 1000SS-11/NPT-86-G | 2012-11-26 | 2030-12-31 | 1221 | 1363 | 1050 | 833
9375 | Rheem | 1000SS-11/NPT-87-E | 2012-11-26 | 2030-12-31 | 1515 | 1672 | 1362 | 1152
9376 | Rheem | 1000SS-11/NPT-87-G | 2012-11-26 | 2030-12-31 | 1249 | 1395 | 1076 | 856
9377 | Rheem | 1000SS-11/NPT-88-E | 2012-11-26 | 2030-12-31 | 1526 | 1680 | 1370 | 1159
9378 | Rheem | 1000SS-11/NPT-88-G | 2012-11-26 | 2030-12-31 | 1277 | 1428 | 1102 | 878
9379 | Rheem | 1000SS-11/NPT-89-E | 2012-11-26 | 2030-12-31 | 1536 | 1688 | 1379 | 1166
9380 | Rheem | 1000SS-11/NPT-89-G | 2012-11-26 | 2030-12-31 | 1305 | 1460 | 1127 | 900
9381 | Rheem | 1000SS-11/NPT-90-E | 2012-11-26 | 2030-12-31 | 1547 | 1697 | 1387 | 1172
9382 | Rheem | 1000SS-11/NPT-90-G | 2012-11-26 | 2030-12-31 | 1333 | 1493 | 1153 | 923
9383 | Rheem | 1000SS-11/NPT-91-E | 2012-11-26 | 2030-12-31 | 1557 | 1705 | 1396 | 1179
9384 | Rheem | 1000SS-11/NPT-91-G | 2012-11-26 | 2030-12-31 | 1361 | 1525 | 1179 | 945
9385 | Rheem | 1000SS-11/NPT-92-E | 2012-11-26 | 2030-12-31 | 1568 | 1713 | 1404 | 1186
9386 | Rheem | 1000SS-11/NPT-92-G | 2012-11-26 | 2030-12-31 | 1389 | 1558 | 1205 | 967
9387 | Rheem | 1000SS-11/NPT-93-E | 2012-11-26 | 2030-12-31 | 1579 | 1722 | 1413 | 1193
9388 | Rheem | 1000SS-11/NPT-93-G | 2012-11-26 | 2030-12-31 | 1417 | 1591 | 1231 | 990
9389 | Rheem | 1000SS-11/NPT-94-E | 2012-11-26 | 2030-12-31 | 1586 | 1727 | 1419 | 1198
9390 | Rheem | 1000SS-11/NPT-94-G | 2012-11-26 | 2030-12-31 | 1434 | 1610 | 1247 | 1004
9391 | Rheem | 1000SS-11/NPT-95-E | 2012-11-26 | 2030-12-31 | 1593 | 1733 | 1425 | 1203
9392 | Rheem | 1000SS-11/NPT-95-G | 2012-11-26 | 2030-12-31 | 1452 | 1629 | 1263 | 1018
9393 | Rheem | 1000SS-11/NPT-96-E | 2012-11-26 | 2030-12-31 | 1600 | 1739 | 1432 | 1209
9394 | Rheem | 1000SS-11/NPT-96-G | 2012-11-26 | 2030-12-31 | 1469 | 1649 | 1279 | 1032
9395 | Rheem | 1000SS-11/NPT-97-E | 2012-11-26 | 2030-12-31 | 1607 | 1744 | 1438 | 1214
9396 | Rheem | 1000SS-11/NPT-97-G | 2012-11-26 | 2030-12-31 | 1487 | 1668 | 1295 | 1046
9397 | Rheem | 1000SS-11/NPT-98-E | 2012-11-26 | 2030-12-31 | 1614 | 1750 | 1445 | 1220
9398 | Rheem | 1000SS-11/NPT-98-G | 2012-11-26 | 2030-12-31 | 1504 | 1687 | 1311 | 1060
9399 | Rheem | 1000SS-11/NPT-99-E | 2012-11-26 | 2030-12-31 | 1622 | 1756 | 1451 | 1225
9400 | Rheem | 1000SS-11/NPT-99-G | 2012-11-26 | 2030-12-31 | 1522 | 1707 | 1327 | 1074
9401 | Rheem | 1000SS-12/L-100-E | 2012-11-26 | 2030-12-31 | 1826 | 2049 | 1651 | 1401
9402 | Rheem | 1000SS-12/L-100-G | 2012-11-26 | 2030-12-31 | 1538 | 1723 | 1342 | 1085
9403 | Rheem | 1000SS-12/L-101-E | 2012-11-26 | 2030-12-31 | 1837 | 2058 | 1660 | 1409
9404 | Rheem | 1000SS-12/L-101-G | 2012-11-26 | 2030-12-31 | 1556 | 1742 | 1358 | 1099
9405 | Rheem | 1000SS-12/L-102-E | 2012-11-26 | 2030-12-31 | 1847 | 2067 | 1669 | 1416
9406 | Rheem | 1000SS-12/L-102-G | 2012-11-26 | 2030-12-31 | 1574 | 1762 | 1374 | 1113
9407 | Rheem | 1000SS-12/L-103-E | 2012-11-26 | 2030-12-31 | 1858 | 2076 | 1678 | 1423
9408 | Rheem | 1000SS-12/L-103-G | 2012-11-26 | 2030-12-31 | 1592 | 1781 | 1390 | 1127
9409 | Rheem | 1000SS-12/L-104-E | 2012-11-26 | 2030-12-31 | 1869 | 2085 | 1687 | 1431
9410 | Rheem | 1000SS-12/L-104-G | 2012-11-26 | 2030-12-31 | 1610 | 1801 | 1407 | 1142
9411 | Rheem | 1000SS-12/L-105-E | 2012-11-26 | 2030-12-31 | 1879 | 2094 | 1696 | 1438
9412 | Rheem | 1000SS-12/L-105-G | 2012-11-26 | 2030-12-31 | 1627 | 1820 | 1423 | 1156
9413 | Rheem | 1000SS-12/L-106-E | 2012-11-26 | 2030-12-31 | 1890 | 2103 | 1705 | 1446
9414 | Rheem | 1000SS-12/L-106-G | 2012-11-26 | 2030-12-31 | 1645 | 1840 | 1439 | 1170
9415 | Rheem | 1000SS-12/L-107-E | 2012-11-26 | 2030-12-31 | 1900 | 2112 | 1714 | 1453
9416 | Rheem | 1000SS-12/L-107-G | 2012-11-26 | 2030-12-31 | 1663 | 1859 | 1455 | 1184
9417 | Rheem | 1000SS-12/L-108-E | 2012-11-26 | 2030-12-31 | 1911 | 2121 | 1723 | 1461
9418 | Rheem | 1000SS-12/L-108-G | 2012-11-26 | 2030-12-31 | 1681 | 1879 | 1472 | 1198
9419 | Rheem | 1000SS-12/L-109-E | 2012-11-26 | 2030-12-31 | 1922 | 2130 | 1731 | 1468
9420 | Rheem | 1000SS-12/L-109-G | 2012-11-26 | 2030-12-31 | 1699 | 1899 | 1488 | 1212
9421 | Rheem | 1000SS-12/L-110-E | 2012-11-26 | 2030-12-31 | 1932 | 2139 | 1740 | 1475
9422 | Rheem | 1000SS-12/L-110-G | 2012-11-26 | 2030-12-31 | 1717 | 1918 | 1504 | 1226
9423 | Rheem | 1000SS-12/L-111-E | 2012-11-26 | 2030-12-31 | 1943 | 2148 | 1749 | 1483
9424 | Rheem | 1000SS-12/L-111-G | 2012-11-26 | 2030-12-31 | 1735 | 1938 | 1520 | 1240
9425 | Rheem | 1000SS-12/L-112-E | 2012-11-26 | 2030-12-31 | 1954 | 2157 | 1758 | 1490
9426 | Rheem | 1000SS-12/L-112-G | 2012-11-26 | 2030-12-31 | 1753 | 1957 | 1537 | 1255
9427 | Rheem | 1000SS-12/L-113-E | 2012-11-26 | 2030-12-31 | 1964 | 2166 | 1767 | 1498
9428 | Rheem | 1000SS-12/L-113-G | 2012-11-26 | 2030-12-31 | 1770 | 1977 | 1553 | 1269
9429 | Rheem | 1000SS-12/L-114-E | 2012-11-26 | 2030-12-31 | 1975 | 2175 | 1776 | 1505
9430 | Rheem | 1000SS-12/L-114-G | 2012-11-26 | 2030-12-31 | 1788 | 1996 | 1569 | 1283
9431 | Rheem | 1000SS-12/L-115-E | 2012-11-26 | 2030-12-31 | 1985 | 2184 | 1785 | 1512
9432 | Rheem | 1000SS-12/L-115-G | 2012-11-26 | 2030-12-31 | 1806 | 2016 | 1585 | 1297
9433 | Rheem | 1000SS-12/L-116-E | 2012-11-26 | 2030-12-31 | 1996 | 2193 | 1794 | 1520
9434 | Rheem | 1000SS-12/L-116-G | 2012-11-26 | 2030-12-31 | 1824 | 2035 | 1602 | 1311
9435 | Rheem | 1000SS-12/L-117-E | 2012-11-26 | 2030-12-31 | 2007 | 2202 | 1803 | 1527
9436 | Rheem | 1000SS-12/L-117-G | 2012-11-26 | 2030-12-31 | 1842 | 2055 | 1618 | 1325
9437 | Rheem | 1000SS-12/L-118-E | 2012-11-26 | 2030-12-31 | 2017 | 2211 | 1812 | 1535
9438 | Rheem | 1000SS-12/L-118-G | 2012-11-26 | 2030-12-31 | 1860 | 2074 | 1634 | 1339
9439 | Rheem | 1000SS-12/L-119-E | 2012-11-26 | 2030-12-31 | 2028 | 2220 | 1821 | 1542
9440 | Rheem | 1000SS-12/L-119-G | 2012-11-26 | 2030-12-31 | 1878 | 2094 | 1650 | 1353
9441 | Rheem | 1000SS-12/L-120-E | 2012-11-26 | 2030-12-31 | 2039 | 2229 | 1830 | 1550
9442 | Rheem | 1000SS-12/L-120-G | 2012-11-26 | 2030-12-31 | 1896 | 2114 | 1667 | 1368
9443 | Rheem | 1000SS-12/L-72-E | 2012-11-26 | 2030-12-31 | 1404 | 1628 | 1284 | 1091
9444 | Rheem | 1000SS-12/L-72-G | 2012-11-26 | 2030-12-31 | 781 | 847 | 642 | 479
9445 | Rheem | 1000SS-12/L-73-E | 2012-11-26 | 2030-12-31 | 1419 | 1644 | 1297 | 1102
9446 | Rheem | 1000SS-12/L-73-G | 2012-11-26 | 2030-12-31 | 809 | 880 | 668 | 501
9447 | Rheem | 1000SS-12/L-74-E | 2012-11-26 | 2030-12-31 | 1435 | 1660 | 1311 | 1114
9448 | Rheem | 1000SS-12/L-74-G | 2012-11-26 | 2030-12-31 | 838 | 913 | 694 | 524
9449 | Rheem | 1000SS-12/L-75-E | 2012-11-26 | 2030-12-31 | 1451 | 1676 | 1325 | 1126
9450 | Rheem | 1000SS-12/L-75-G | 2012-11-26 | 2030-12-31 | 866 | 946 | 721 | 547
9451 | Rheem | 1000SS-12/L-76-E | 2012-11-26 | 2030-12-31 | 1467 | 1692 | 1339 | 1137
9452 | Rheem | 1000SS-12/L-76-G | 2012-11-26 | 2030-12-31 | 895 | 980 | 747 | 570
9453 | Rheem | 1000SS-12/L-77-E | 2012-11-26 | 2030-12-31 | 1483 | 1708 | 1353 | 1149
9454 | Rheem | 1000SS-12/L-77-G | 2012-11-26 | 2030-12-31 | 923 | 1013 | 774 | 593
9455 | Rheem | 1000SS-12/L-78-E | 2012-11-26 | 2030-12-31 | 1499 | 1724 | 1367 | 1161
9456 | Rheem | 1000SS-12/L-78-G | 2012-11-26 | 2030-12-31 | 952 | 1046 | 800 | 616
9457 | Rheem | 1000SS-12/L-79-E | 2012-11-26 | 2030-12-31 | 1514 | 1740 | 1380 | 1172
9458 | Rheem | 1000SS-12/L-79-G | 2012-11-26 | 2030-12-31 | 981 | 1079 | 827 | 639
9459 | Rheem | 1000SS-12/L-80-E | 2012-11-26 | 2030-12-31 | 1530 | 1756 | 1394 | 1184
9460 | Rheem | 1000SS-12/L-80-G | 2012-11-26 | 2030-12-31 | 1009 | 1113 | 853 | 662
9461 | Rheem | 1000SS-12/L-81-E | 2012-11-26 | 2030-12-31 | 1546 | 1772 | 1408 | 1196
9462 | Rheem | 1000SS-12/L-81-G | 2012-11-26 | 2030-12-31 | 1038 | 1146 | 880 | 685
9463 | Rheem | 1000SS-12/L-82-E | 2012-11-26 | 2030-12-31 | 1562 | 1788 | 1422 | 1208
9464 | Rheem | 1000SS-12/L-82-G | 2012-11-26 | 2030-12-31 | 1066 | 1179 | 906 | 708
9465 | Rheem | 1000SS-12/L-83-E | 2012-11-26 | 2030-12-31 | 1578 | 1804 | 1436 | 1219
9466 | Rheem | 1000SS-12/L-83-G | 2012-11-26 | 2030-12-31 | 1095 | 1212 | 933 | 731
9467 | Rheem | 1000SS-12/L-84-E | 2012-11-26 | 2030-12-31 | 1594 | 1821 | 1450 | 1231
9468 | Rheem | 1000SS-12/L-84-G | 2012-11-26 | 2030-12-31 | 1124 | 1246 | 959 | 754
9469 | Rheem | 1000SS-12/L-85-E | 2012-11-26 | 2030-12-31 | 1609 | 1837 | 1463 | 1243
9470 | Rheem | 1000SS-12/L-85-G | 2012-11-26 | 2030-12-31 | 1152 | 1279 | 985 | 776
9471 | Rheem | 1000SS-12/L-86-E | 2012-11-26 | 2030-12-31 | 1625 | 1853 | 1477 | 1254
9472 | Rheem | 1000SS-12/L-86-G | 2012-11-26 | 2030-12-31 | 1181 | 1312 | 1012 | 799
9473 | Rheem | 1000SS-12/L-87-E | 2012-11-26 | 2030-12-31 | 1641 | 1869 | 1491 | 1266
9474 | Rheem | 1000SS-12/L-87-G | 2012-11-26 | 2030-12-31 | 1209 | 1345 | 1038 | 822
9475 | Rheem | 1000SS-12/L-88-E | 2012-11-26 | 2030-12-31 | 1657 | 1885 | 1505 | 1278
9476 | Rheem | 1000SS-12/L-88-G | 2012-11-26 | 2030-12-31 | 1238 | 1379 | 1065 | 845
9477 | Rheem | 1000SS-12/L-89-E | 2012-11-26 | 2030-12-31 | 1673 | 1901 | 1519 | 1290
9478 | Rheem | 1000SS-12/L-89-G | 2012-11-26 | 2030-12-31 | 1266 | 1412 | 1091 | 868
9479 | Rheem | 1000SS-12/L-90-E | 2012-11-26 | 2030-12-31 | 1689 | 1917 | 1533 | 1301
9480 | Rheem | 1000SS-12/L-90-G | 2012-11-26 | 2030-12-31 | 1295 | 1445 | 1118 | 891
9481 | Rheem | 1000SS-12/L-91-E | 2012-11-26 | 2030-12-31 | 1704 | 1933 | 1546 | 1313
9482 | Rheem | 1000SS-12/L-91-G | 2012-11-26 | 2030-12-31 | 1324 | 1478 | 1144 | 914
9483 | Rheem | 1000SS-12/L-92-E | 2012-11-26 | 2030-12-31 | 1720 | 1949 | 1560 | 1325
9484 | Rheem | 1000SS-12/L-92-G | 2012-11-26 | 2030-12-31 | 1352 | 1512 | 1171 | 937
9485 | Rheem | 1000SS-12/L-93-E | 2012-11-26 | 2030-12-31 | 1736 | 1965 | 1574 | 1336
9486 | Rheem | 1000SS-12/L-93-G | 2012-11-26 | 2030-12-31 | 1381 | 1545 | 1197 | 960
9487 | Rheem | 1000SS-12/L-94-E | 2012-11-26 | 2030-12-31 | 1752 | 1981 | 1588 | 1348
9488 | Rheem | 1000SS-12/L-94-G | 2012-11-26 | 2030-12-31 | 1409 | 1578 | 1224 | 983
9489 | Rheem | 1000SS-12/L-95-E | 2012-11-26 | 2030-12-31 | 1768 | 1997 | 1602 | 1360
9490 | Rheem | 1000SS-12/L-95-G | 2012-11-26 | 2030-12-31 | 1438 | 1611 | 1250 | 1006
9491 | Rheem | 1000SS-12/L-96-E | 2012-11-26 | 2030-12-31 | 1784 | 2014 | 1616 | 1372
9492 | Rheem | 1000SS-12/L-96-G | 2012-11-26 | 2030-12-31 | 1467 | 1645 | 1277 | 1029
9493 | Rheem | 1000SS-12/L-97-E | 2012-11-26 | 2030-12-31 | 1794 | 2022 | 1624 | 1379
9494 | Rheem | 1000SS-12/L-97-G | 2012-11-26 | 2030-12-31 | 1484 | 1664 | 1293 | 1043
9495 | Rheem | 1000SS-12/L-98-E | 2012-11-26 | 2030-12-31 | 1805 | 2031 | 1633 | 1386
9496 | Rheem | 1000SS-12/L-98-G | 2012-11-26 | 2030-12-31 | 1502 | 1684 | 1309 | 1057
9497 | Rheem | 1000SS-12/L-99-E | 2012-11-26 | 2030-12-31 | 1815 | 2040 | 1642 | 1394
9498 | Rheem | 1000SS-12/L-99-G | 2012-11-26 | 2030-12-31 | 1520 | 1703 | 1325 | 1071
9499 | Rheem | 1000SS-12/NPT-100-E | 2012-11-26 | 2030-12-31 | 1826 | 2049 | 1651 | 1401
9500 | Rheem | 1000SS-12/NPT-100-G | 2012-11-26 | 2030-12-31 | 1538 | 1723 | 1342 | 1085
9501 | Rheem | 1000SS-12/NPT-101-E | 2012-11-26 | 2030-12-31 | 1837 | 2058 | 1660 | 1409
9502 | Rheem | 1000SS-12/NPT-101-G | 2012-11-26 | 2030-12-31 | 1556 | 1742 | 1358 | 1099
9503 | Rheem | 1000SS-12/NPT-102-E | 2012-11-26 | 2030-12-31 | 1847 | 2067 | 1669 | 1416
9504 | Rheem | 1000SS-12/NPT-102-G | 2012-11-26 | 2030-12-31 | 1574 | 1762 | 1374 | 1113
9505 | Rheem | 1000SS-12/NPT-103-E | 2012-11-26 | 2030-12-31 | 1858 | 2076 | 1678 | 1423
9506 | Rheem | 1000SS-12/NPT-103-G | 2012-11-26 | 2030-12-31 | 1592 | 1781 | 1390 | 1127
9507 | Rheem | 1000SS-12/NPT-104-E | 2012-11-26 | 2030-12-31 | 1869 | 2085 | 1687 | 1431
9508 | Rheem | 1000SS-12/NPT-104-G | 2012-11-26 | 2030-12-31 | 1610 | 1801 | 1407 | 1142
9509 | Rheem | 1000SS-12/NPT-105-E | 2012-11-26 | 2030-12-31 | 1879 | 2094 | 1696 | 1438
9510 | Rheem | 1000SS-12/NPT-105-G | 2012-11-26 | 2030-12-31 | 1627 | 1820 | 1423 | 1156
9511 | Rheem | 1000SS-12/NPT-106-E | 2012-11-26 | 2030-12-31 | 1890 | 2103 | 1705 | 1446
9512 | Rheem | 1000SS-12/NPT-106-G | 2012-11-26 | 2030-12-31 | 1645 | 1840 | 1439 | 1170
9513 | Rheem | 1000SS-12/NPT-107-E | 2012-11-26 | 2030-12-31 | 1900 | 2112 | 1714 | 1453
9514 | Rheem | 1000SS-12/NPT-107-G | 2012-11-26 | 2030-12-31 | 1663 | 1859 | 1455 | 1184
9515 | Rheem | 1000SS-12/NPT-108-E | 2012-11-26 | 2030-12-31 | 1911 | 2121 | 1723 | 1461
9516 | Rheem | 1000SS-12/NPT-108-G | 2012-11-26 | 2030-12-31 | 1681 | 1879 | 1472 | 1198
9517 | Rheem | 1000SS-12/NPT-109-E | 2012-11-26 | 2030-12-31 | 1922 | 2130 | 1731 | 1468
9518 | Rheem | 1000SS-12/NPT-109-G | 2012-11-26 | 2030-12-31 | 1699 | 1899 | 1488 | 1212
9519 | Rheem | 1000SS-12/NPT-110-E | 2012-11-26 | 2030-12-31 | 1932 | 2139 | 1740 | 1475
9520 | Rheem | 1000SS-12/NPT-110-G | 2012-11-26 | 2030-12-31 | 1717 | 1918 | 1504 | 1226
9521 | Rheem | 1000SS-12/NPT-111-E | 2012-11-26 | 2030-12-31 | 1943 | 2148 | 1749 | 1483
9522 | Rheem | 1000SS-12/NPT-111-G | 2012-11-26 | 2030-12-31 | 1735 | 1938 | 1520 | 1240
9523 | Rheem | 1000SS-12/NPT-112-E | 2012-11-26 | 2030-12-31 | 1954 | 2157 | 1758 | 1490
9524 | Rheem | 1000SS-12/NPT-112-G | 2012-11-26 | 2030-12-31 | 1753 | 1957 | 1537 | 1255
9525 | Rheem | 1000SS-12/NPT-113-E | 2012-11-26 | 2030-12-31 | 1964 | 2166 | 1767 | 1498
9526 | Rheem | 1000SS-12/NPT-113-G | 2012-11-26 | 2030-12-31 | 1770 | 1977 | 1553 | 1269
9527 | Rheem | 1000SS-12/NPT-114-E | 2012-11-26 | 2030-12-31 | 1975 | 2175 | 1776 | 1505
9528 | Rheem | 1000SS-12/NPT-114-G | 2012-11-26 | 2030-12-31 | 1788 | 1996 | 1569 | 1283
9529 | Rheem | 1000SS-12/NPT-115-E | 2012-11-26 | 2030-12-31 | 1985 | 2184 | 1785 | 1512
9530 | Rheem | 1000SS-12/NPT-115-G | 2012-11-26 | 2030-12-31 | 1806 | 2016 | 1585 | 1297
9531 | Rheem | 1000SS-12/NPT-116-E | 2012-11-26 | 2030-12-31 | 1996 | 2193 | 1794 | 1520
9532 | Rheem | 1000SS-12/NPT-116-G | 2012-11-26 | 2030-12-31 | 1824 | 2035 | 1602 | 1311
9533 | Rheem | 1000SS-12/NPT-117-E | 2012-11-26 | 2030-12-31 | 2007 | 2202 | 1803 | 1527
9534 | Rheem | 1000SS-12/NPT-117-G | 2012-11-26 | 2030-12-31 | 1842 | 2055 | 1618 | 1325
9535 | Rheem | 1000SS-12/NPT-118-E | 2012-11-26 | 2030-12-31 | 2017 | 2211 | 1812 | 1535
9536 | Rheem | 1000SS-12/NPT-118-G | 2012-11-26 | 2030-12-31 | 1860 | 2074 | 1634 | 1339
9537 | Rheem | 1000SS-12/NPT-119-E | 2012-11-26 | 2030-12-31 | 2028 | 2220 | 1821 | 1542
9538 | Rheem | 1000SS-12/NPT-119-G | 2012-11-26 | 2030-12-31 | 1878 | 2094 | 1650 | 1353
9539 | Rheem | 1000SS-12/NPT-120-E | 2012-11-26 | 2030-12-31 | 2039 | 2229 | 1830 | 1550
9540 | Rheem | 1000SS-12/NPT-120-G | 2012-11-26 | 2030-12-31 | 1896 | 2114 | 1667 | 1368
9541 | Rheem | 1000SS-12/NPT-72-E | 2012-11-26 | 2030-12-31 | 1404 | 1628 | 1284 | 1091
9542 | Rheem | 1000SS-12/NPT-72-G | 2012-11-26 | 2030-12-31 | 781 | 847 | 642 | 479
9543 | Rheem | 1000SS-12/NPT-73-E | 2012-11-26 | 2030-12-31 | 1419 | 1644 | 1297 | 1102
9544 | Rheem | 1000SS-12/NPT-73-G | 2012-11-26 | 2030-12-31 | 809 | 880 | 668 | 501
9545 | Rheem | 1000SS-12/NPT-74-E | 2012-11-26 | 2030-12-31 | 1435 | 1660 | 1311 | 1114
9546 | Rheem | 1000SS-12/NPT-74-G | 2012-11-26 | 2030-12-31 | 838 | 913 | 694 | 524
9547 | Rheem | 1000SS-12/NPT-75-E | 2012-11-26 | 2030-12-31 | 1451 | 1676 | 1325 | 1126
9548 | Rheem | 1000SS-12/NPT-75-G | 2012-11-26 | 2030-12-31 | 866 | 946 | 721 | 547
9549 | Rheem | 1000SS-12/NPT-76-E | 2012-11-26 | 2030-12-31 | 1467 | 1692 | 1339 | 1137
9550 | Rheem | 1000SS-12/NPT-76-G | 2012-11-26 | 2030-12-31 | 895 | 980 | 747 | 570
9551 | Rheem | 1000SS-12/NPT-77-E | 2012-11-26 | 2030-12-31 | 1483 | 1708 | 1353 | 1149
9552 | Rheem | 1000SS-12/NPT-77-G | 2012-11-26 | 2030-12-31 | 923 | 1013 | 774 | 593
9553 | Rheem | 1000SS-12/NPT-78-E | 2012-11-26 | 2030-12-31 | 1499 | 1724 | 1367 | 1161
9554 | Rheem | 1000SS-12/NPT-78-G | 2012-11-26 | 2030-12-31 | 952 | 1046 | 800 | 616
9555 | Rheem | 1000SS-12/NPT-79-E | 2012-11-26 | 2030-12-31 | 1514 | 1740 | 1380 | 1172
9556 | Rheem | 1000SS-12/NPT-79-G | 2012-11-26 | 2030-12-31 | 981 | 1079 | 827 | 639
9557 | Rheem | 1000SS-12/NPT-80-E | 2012-11-26 | 2030-12-31 | 1530 | 1756 | 1394 | 1184
9558 | Rheem | 1000SS-12/NPT-80-G | 2012-11-26 | 2030-12-31 | 1009 | 1113 | 853 | 662
9559 | Rheem | 1000SS-12/NPT-81-E | 2012-11-26 | 2030-12-31 | 1546 | 1772 | 1408 | 1196
9560 | Rheem | 1000SS-12/NPT-81-G | 2012-11-26 | 2030-12-31 | 1038 | 1146 | 880 | 685
9561 | Rheem | 1000SS-12/NPT-82-E | 2012-11-26 | 2030-12-31 | 1562 | 1788 | 1422 | 1208
9562 | Rheem | 1000SS-12/NPT-82-G | 2012-11-26 | 2030-12-31 | 1066 | 1179 | 906 | 708
9563 | Rheem | 1000SS-12/NPT-83-E | 2012-11-26 | 2030-12-31 | 1578 | 1804 | 1436 | 1219
9564 | Rheem | 1000SS-12/NPT-83-G | 2012-11-26 | 2030-12-31 | 1095 | 1212 | 933 | 731
9565 | Rheem | 1000SS-12/NPT-84-E | 2012-11-26 | 2030-12-31 | 1594 | 1821 | 1450 | 1231
9566 | Rheem | 1000SS-12/NPT-84-G | 2012-11-26 | 2030-12-31 | 1124 | 1246 | 959 | 754
9567 | Rheem | 1000SS-12/NPT-85-E | 2012-11-26 | 2030-12-31 | 1609 | 1837 | 1463 | 1243
9568 | Rheem | 1000SS-12/NPT-85-G | 2012-11-26 | 2030-12-31 | 1152 | 1279 | 985 | 776
9569 | Rheem | 1000SS-12/NPT-86-E | 2012-11-26 | 2030-12-31 | 1625 | 1853 | 1477 | 1254
9570 | Rheem | 1000SS-12/NPT-86-G | 2012-11-26 | 2030-12-31 | 1181 | 1312 | 1012 | 799
9571 | Rheem | 1000SS-12/NPT-87-E | 2012-11-26 | 2030-12-31 | 1641 | 1869 | 1491 | 1266
9572 | Rheem | 1000SS-12/NPT-87-G | 2012-11-26 | 2030-12-31 | 1209 | 1345 | 1038 | 822
9573 | Rheem | 1000SS-12/NPT-88-E | 2012-11-26 | 2030-12-31 | 1657 | 1885 | 1505 | 1278
9574 | Rheem | 1000SS-12/NPT-88-G | 2012-11-26 | 2030-12-31 | 1238 | 1379 | 1065 | 845
9575 | Rheem | 1000SS-12/NPT-89-E | 2012-11-26 | 2030-12-31 | 1673 | 1901 | 1519 | 1290
9576 | Rheem | 1000SS-12/NPT-89-G | 2012-11-26 | 2030-12-31 | 1266 | 1412 | 1091 | 868
9577 | Rheem | 1000SS-12/NPT-90-E | 2012-11-26 | 2030-12-31 | 1689 | 1917 | 1533 | 1301
9578 | Rheem | 1000SS-12/NPT-90-G | 2012-11-26 | 2030-12-31 | 1295 | 1445 | 1118 | 891
9579 | Rheem | 1000SS-12/NPT-91-E | 2012-11-26 | 2030-12-31 | 1704 | 1933 | 1546 | 1313
9580 | Rheem | 1000SS-12/NPT-91-G | 2012-11-26 | 2030-12-31 | 1324 | 1478 | 1144 | 914
9581 | Rheem | 1000SS-12/NPT-92-E | 2012-11-26 | 2030-12-31 | 1720 | 1949 | 1560 | 1325
9582 | Rheem | 1000SS-12/NPT-92-G | 2012-11-26 | 2030-12-31 | 1352 | 1512 | 1171 | 937
9583 | Rheem | 1000SS-12/NPT-93-E | 2012-11-26 | 2030-12-31 | 1736 | 1965 | 1574 | 1336
9584 | Rheem | 1000SS-12/NPT-93-G | 2012-11-26 | 2030-12-31 | 1381 | 1545 | 1197 | 960
9585 | Rheem | 1000SS-12/NPT-94-E | 2012-11-26 | 2030-12-31 | 1752 | 1981 | 1588 | 1348
9586 | Rheem | 1000SS-12/NPT-94-G | 2012-11-26 | 2030-12-31 | 1409 | 1578 | 1224 | 983
9587 | Rheem | 1000SS-12/NPT-95-E | 2012-11-26 | 2030-12-31 | 1768 | 1997 | 1602 | 1360
9588 | Rheem | 1000SS-12/NPT-95-G | 2012-11-26 | 2030-12-31 | 1438 | 1611 | 1250 | 1006
9589 | Rheem | 1000SS-12/NPT-96-E | 2012-11-26 | 2030-12-31 | 1784 | 2014 | 1616 | 1372
9590 | Rheem | 1000SS-12/NPT-96-G | 2012-11-26 | 2030-12-31 | 1467 | 1645 | 1277 | 1029
9591 | Rheem | 1000SS-12/NPT-97-E | 2012-11-26 | 2030-12-31 | 1794 | 2022 | 1624 | 1379
9592 | Rheem | 1000SS-12/NPT-97-G | 2012-11-26 | 2030-12-31 | 1484 | 1664 | 1293 | 1043
9593 | Rheem | 1000SS-12/NPT-98-E | 2012-11-26 | 2030-12-31 | 1805 | 2031 | 1633 | 1386
9594 | Rheem | 1000SS-12/NPT-98-G | 2012-11-26 | 2030-12-31 | 1502 | 1684 | 1309 | 1057
9595 | Rheem | 1000SS-12/NPT-99-E | 2012-11-26 | 2030-12-31 | 1815 | 2040 | 1642 | 1394
9596 | Rheem | 1000SS-12/NPT-99-G | 2012-11-26 | 2030-12-31 | 1520 | 1703 | 1325 | 1071
9597 | Rheem | 1500DBs/08BT-E | 2012-11-26 | 2030-12-31 | 70 | 79 | 61 | 47
9598 | Rheem | 1500DBs/09BT-E | 2012-11-26 | 2030-12-31 | 105 | 119 | 93 | 74
9599 | Rheem | 1500DBs/10BT-E | 2012-11-26 | 2030-12-31 | 121 | 136 | 107 | 86
9600 | Rheem | 1500DBs/11BT-E | 2012-11-26 | 2030-12-31 | 148 | 166 | 131 | 108
9601 | Rheem | 1500DBs/11BT-G | 2012-11-26 | 2030-12-31 | 100 | 110 | 84 | 62
9602 | Rheem | 1500DBs/12BT-E | 2012-11-26 | 2030-12-31 | 175 | 196 | 156 | 130
9603 | Rheem | 1500DBs/12BT-G | 2012-11-26 | 2030-12-31 | 127 | 140 | 109 | 84
9604 | Rheem | 1500DBs/13BT-E | 2012-11-26 | 2030-12-31 | 173 | 193 | 153 | 125
9605 | Rheem | 1500DBs/13BT-G | 2012-11-26 | 2030-12-31 | 154 | 170 | 133 | 105
9606 | Rheem | 1500DBs/14BT-E | 2012-11-26 | 2030-12-31 | 192 | 213 | 170 | 140
9607 | Rheem | 1500DBs/15BT-E | 2012-11-26 | 2030-12-31 | 211 | 233 | 187 | 156
9608 | Rheem | 1500DBs/16BT-E | 2012-11-26 | 2030-12-31 | 230 | 254 | 205 | 172
9609 | Rheem | 2200DBs/10BT-E | 2012-11-26 | 2030-12-31 | 117 | 133 | 103 | 81
9610 | Rheem | 2200DBs/11BT-E | 2012-11-26 | 2030-12-31 | 146 | 166 | 129 | 104
9611 | Rheem | 2200DBs/11BT-G | 2012-11-26 | 2030-12-31 | 115 | 128 | 98 | 74
9612 | Rheem | 2200DBs/12BT-E | 2012-11-26 | 2030-12-31 | 175 | 200 | 156 | 127
9613 | Rheem | 2200DBs/12BT-G | 2012-11-26 | 2030-12-31 | 138 | 153 | 119 | 92
9614 | Rheem | 2200DBs/13BT-E | 2012-11-26 | 2030-12-31 | 194 | 219 | 172 | 141
9615 | Rheem | 2200DBs/13BT-G | 2012-11-26 | 2030-12-31 | 162 | 179 | 141 | 111
9616 | Rheem | 2200DBs/14BT-E | 2012-11-26 | 2030-12-31 | 219 | 247 | 195 | 161
9617 | Rheem | 2200DBs/15BT-E | 2012-11-26 | 2030-12-31 | 244 | 276 | 218 | 181
9618 | Rheem | 2200DBs/15BT-G | 2012-11-26 | 2030-12-31 | 161 | 176 | 133 | 98
9619 | Rheem | 2200DBs/16BT-E | 2012-11-26 | 2030-12-31 | 269 | 304 | 241 | 201
9620 | Rheem | 2200DBs/16BT-G | 2012-11-26 | 2030-12-31 | 182 | 199 | 152 | 115
9621 | Rheem | 2200DBs/17BT-E | 2012-11-26 | 2030-12-31 | 294 | 333 | 264 | 222
9622 | Rheem | 2200DBs/17BT-G | 2012-11-26 | 2030-12-31 | 203 | 223 | 171 | 132
9623 | Rheem | 2200DBs/18BT-E | 2012-11-26 | 2030-12-31 | 312 | 352 | 280 | 236
9624 | Rheem | 2200DBs/18BT-G | 2012-11-26 | 2030-12-31 | 224 | 247 | 191 | 149
9625 | Rheem | 2200DBs/19BT-E | 2012-11-26 | 2030-12-31 | 330 | 371 | 296 | 251
9626 | Rheem | 2200DBs/19BT-G | 2012-11-26 | 2030-12-31 | 238 | 261 | 204 | 161
9627 | Rheem | 2200DBs/20BT-E | 2012-11-26 | 2030-12-31 | 348 | 390 | 313 | 266
9628 | Rheem | 2200DBs/20BT-G | 2012-11-26 | 2030-12-31 | 253 | 276 | 218 | 173
9629 | Rheem | 2200DBs/21BT-E | 2012-11-26 | 2030-12-31 | 366 | 409 | 329 | 281
9630 | Rheem | 2200DBs/21BT-G | 2012-11-26 | 2030-12-31 | 267 | 291 | 231 | 185
9631 | Rheem | 2200DBs/22BT-E | 2012-11-26 | 2030-12-31 | 385 | 428 | 346 | 296
9632 | Rheem | 2200DBs/22BT-G | 2012-11-26 | 2030-12-31 | 282 | 306 | 245 | 197
9633 | Rheem | 2200DBs/23BT-E | 2012-11-26 | 2030-12-31 | 394 | 439 | 353 | 301
9634 | Rheem | 2200DBs/23BT-G | 2012-11-26 | 2030-12-31 | 276 | 302 | 235 | 183
9635 | Rheem | 2200DBs/24BT-E | 2012-11-26 | 2030-12-31 | 411 | 456 | 369 | 315
9636 | Rheem | 2200DBs/24BT-G | 2012-11-26 | 2030-12-31 | 290 | 316 | 248 | 195
9637 | Rheem | 3500DBs/16BT-E | 2012-11-26 | 2030-12-31 | 278 | 320 | 251 | 209
9638 | Rheem | 3500DBs/16BT-G | 2012-11-26 | 2030-12-31 | 198 | 219 | 167 | 127
9639 | Rheem | 3500DBs/17BT-E | 2012-11-26 | 2030-12-31 | 299 | 342 | 270 | 225
9640 | Rheem | 3500DBs/17BT-G | 2012-11-26 | 2030-12-31 | 226 | 253 | 193 | 150
9641 | Rheem | 3500DBs/18BT-E | 2012-11-26 | 2030-12-31 | 320 | 365 | 289 | 242
9642 | Rheem | 3500DBs/18BT-G | 2012-11-26 | 2030-12-31 | 255 | 287 | 220 | 173
9643 | Rheem | 3500DBs/19BT-E | 2012-11-26 | 2030-12-31 | 341 | 388 | 308 | 259
9644 | Rheem | 3500DBs/19BT-G | 2012-11-26 | 2030-12-31 | 284 | 321 | 247 | 197
9645 | Rheem | 3500DBs/20BT-E | 2012-11-26 | 2030-12-31 | 361 | 409 | 325 | 275
9646 | Rheem | 3500DBs/20BT-G | 2012-11-26 | 2030-12-31 | 302 | 340 | 263 | 211
9647 | Rheem | 3500DBs/21BT-E | 2012-11-26 | 2030-12-31 | 381 | 431 | 343 | 291
9648 | Rheem | 3500DBs/21BT-G | 2012-11-26 | 2030-12-31 | 320 | 359 | 279 | 225
9649 | Rheem | 3500DBs/22BT-E | 2012-11-26 | 2030-12-31 | 392 | 445 | 352 | 297
9650 | Rheem | 3500DBs/22BT-G | 2012-11-26 | 2030-12-31 | 338 | 378 | 296 | 240
9651 | Rheem | 3500DBs/23BT-E | 2012-11-26 | 2030-12-31 | 410 | 464 | 368 | 311
9652 | Rheem | 3500DBs/23BT-G | 2012-11-26 | 2030-12-31 | 316 | 353 | 270 | 212
9653 | Rheem | 3500DBs/24BT-E | 2012-11-26 | 2030-12-31 | 428 | 483 | 385 | 326
9654 | Rheem | 3500DBs/24BT-G | 2012-11-26 | 2030-12-31 | 336 | 375 | 288 | 228
9655 | Rheem | 3500DBs/25BT-E | 2012-11-26 | 2030-12-31 | 446 | 502 | 401 | 341
9656 | Rheem | 3500DBs/25BT-G | 2012-11-26 | 2030-12-31 | 356 | 397 | 306 | 244
9657 | Rheem | 3500DBs/26BT-E | 2012-11-26 | 2030-12-31 | 464 | 521 | 418 | 356
9658 | Rheem | 3500DBs/26BT-G | 2012-11-26 | 2030-12-31 | 376 | 419 | 325 | 261
9659 | Rheem | 3500DBs/27BT-E | 2012-11-26 | 2030-12-31 | 482 | 541 | 435 | 371
9660 | Rheem | 3500DBs/27BT-G | 2012-11-26 | 2030-12-31 | 396 | 441 | 343 | 277
9661 | Rheem | 3500DBs/28BT-E | 2012-11-26 | 2030-12-31 | 498 | 558 | 449 | 384
9662 | Rheem | 3500DBs/28BT-G | 2012-11-26 | 2030-12-31 | 416 | 464 | 362 | 294
9663 | Rheem | 3500DBs/29BT-E | 2012-11-26 | 2030-12-31 | 514 | 575 | 464 | 397
9664 | Rheem | 3500DBs/29BT-G | 2012-11-26 | 2030-12-31 | 430 | 479 | 375 | 306
9665 | Rheem | 3500DBs/30BT-E | 2012-11-26 | 2030-12-31 | 530 | 592 | 478 | 410
9666 | Rheem | 3500DBs/30BT-G | 2012-11-26 | 2030-12-31 | 445 | 494 | 388 | 318
9667 | Rheem | 3500DBs/31BT-E | 2012-11-26 | 2030-12-31 | 547 | 609 | 493 | 423
9668 | Rheem | 3500DBs/31BT-G | 2012-11-26 | 2030-12-31 | 460 | 509 | 401 | 330
9669 | Rheem | 3500DBs/32BT-E | 2012-11-26 | 2030-12-31 | 558 | 621 | 500 | 425
9670 | Rheem | 3500DBs/32BT-G | 2012-11-26 | 2030-12-31 | 475 | 524 | 415 | 342
9671 | Rheem | 3500DBs/33BT-E | 2012-11-26 | 2030-12-31 | 574 | 637 | 514 | 438
9672 | Rheem | 3500DBs/33BT-G | 2012-11-26 | 2030-12-31 | 412 | 449 | 352 | 277
9673 | Rheem | 3500DBs/34BT-E | 2012-11-26 | 2030-12-31 | 590 | 654 | 529 | 451
9674 | Rheem | 3500DBs/34BT-G | 2012-11-26 | 2030-12-31 | 425 | 462 | 364 | 288
9675 | Rheem | 3500DBs/35BT-E | 2012-11-26 | 2030-12-31 | 606 | 671 | 544 | 465
9676 | Rheem | 3500DBs/35BT-G | 2012-11-26 | 2030-12-31 | 438 | 476 | 377 | 300
9677 | Rheem | 5000DBs/24BT-E | 2012-11-26 | 2030-12-31 | 428 | 489 | 387 | 326
9678 | Rheem | 5000DBs/24BT-G | 2012-11-26 | 2030-12-31 | 328 | 368 | 279 | 219
9679 | Rheem | 5000DBs/25BT-E | 2012-11-26 | 2030-12-31 | 447 | 509 | 404 | 341
9680 | Rheem | 5000DBs/25BT-G | 2012-11-26 | 2030-12-31 | 351 | 395 | 300 | 238
9681 | Rheem | 5000DBs/26BT-E | 2012-11-26 | 2030-12-31 | 466 | 530 | 421 | 356
9682 | Rheem | 5000DBs/26BT-G | 2012-11-26 | 2030-12-31 | 374 | 422 | 322 | 257
9683 | Rheem | 5000DBs/27BT-E | 2012-11-26 | 2030-12-31 | 485 | 551 | 438 | 371
9684 | Rheem | 5000DBs/27BT-G | 2012-11-26 | 2030-12-31 | 397 | 449 | 344 | 276
9685 | Rheem | 5000DBs/28BT-E | 2012-11-26 | 2030-12-31 | 504 | 572 | 455 | 386
9686 | Rheem | 5000DBs/28BT-G | 2012-11-26 | 2030-12-31 | 420 | 476 | 366 | 295
9687 | Rheem | 5000DBs/29BT-E | 2012-11-26 | 2030-12-31 | 522 | 591 | 471 | 401
9688 | Rheem | 5000DBs/29BT-G | 2012-11-26 | 2030-12-31 | 437 | 493 | 381 | 308
9689 | Rheem | 5000DBs/30BT-E | 2012-11-26 | 2030-12-31 | 540 | 611 | 488 | 416
9690 | Rheem | 5000DBs/30BT-G | 2012-11-26 | 2030-12-31 | 454 | 511 | 397 | 322
9691 | Rheem | 5000DBs/31BT-E | 2012-11-26 | 2030-12-31 | 559 | 631 | 505 | 431
9692 | Rheem | 5000DBs/31BT-G | 2012-11-26 | 2030-12-31 | 471 | 529 | 412 | 336
9693 | Rheem | 5000DBs/32BT-E | 2012-11-26 | 2030-12-31 | 565 | 641 | 509 | 431
9694 | Rheem | 5000DBs/32BT-G | 2012-11-26 | 2030-12-31 | 488 | 547 | 428 | 350
9695 | Rheem | 5000DBs/33BT-E | 2012-11-26 | 2030-12-31 | 582 | 659 | 524 | 445
9696 | Rheem | 5000DBs/33BT-G | 2012-11-26 | 2030-12-31 | 449 | 503 | 386 | 304
9697 | Rheem | 5000DBs/34BT-E | 2012-11-26 | 2030-12-31 | 599 | 677 | 540 | 459
9698 | Rheem | 5000DBs/34BT-G | 2012-11-26 | 2030-12-31 | 472 | 529 | 407 | 323
9699 | Rheem | 5000DBs/35BT-E | 2012-11-26 | 2030-12-31 | 617 | 696 | 556 | 473
9700 | Rheem | 5000DBs/35BT-G | 2012-11-26 | 2030-12-31 | 495 | 555 | 428 | 342
9701 | Rheem | 5000DBs/36BT-E | 2012-11-26 | 2030-12-31 | 634 | 714 | 572 | 487
9702 | Rheem | 5000DBs/36BT-G | 2012-11-26 | 2030-12-31 | 518 | 581 | 449 | 361
9703 | Rheem | 5000DBs/37BT-E | 2012-11-26 | 2030-12-31 | 652 | 733 | 588 | 501
9704 | Rheem | 5000DBs/37BT-G | 2012-11-26 | 2030-12-31 | 542 | 607 | 470 | 381
9705 | Rheem | 5000DBs/38BT-E | 2012-11-26 | 2030-12-31 | 669 | 750 | 603 | 514
9706 | Rheem | 5000DBs/38BT-G | 2012-11-26 | 2030-12-31 | 557 | 623 | 484 | 393
9707 | Rheem | 5000DBs/39BT-E | 2012-11-26 | 2030-12-31 | 686 | 768 | 618 | 528
9708 | Rheem | 5000DBs/39BT-G | 2012-11-26 | 2030-12-31 | 573 | 639 | 498 | 406
9709 | Rheem | 5000DBs/40BT-E | 2012-11-26 | 2030-12-31 | 703 | 785 | 633 | 542
9710 | Rheem | 5000DBs/40BT-G | 2012-11-26 | 2030-12-31 | 588 | 655 | 512 | 418
9711 | Rheem | 5000DBs/41BT-E | 2012-11-26 | 2030-12-31 | 720 | 803 | 649 | 556
9712 | Rheem | 5000DBs/41BT-G | 2012-11-26 | 2030-12-31 | 604 | 671 | 527 | 431
9713 | Rheem | 5000DBs/42BT-E | 2012-11-26 | 2030-12-31 | 728 | 812 | 656 | 560
9714 | Rheem | 5000DBs/42BT-G | 2012-11-26 | 2030-12-31 | 528 | 576 | 452 | 358
9715 | Rheem | 5000DBs/43BT-E | 2012-11-26 | 2030-12-31 | 744 | 828 | 670 | 573
9716 | Rheem | 5000DBs/43BT-G | 2012-11-26 | 2030-12-31 | 541 | 589 | 464 | 369
9717 | Rheem | 5000DBs/44BT-E | 2012-11-26 | 2030-12-31 | 760 | 845 | 685 | 586
9718 | Rheem | 5000DBs/44BT-G | 2012-11-26 | 2030-12-31 | 554 | 603 | 476 | 380
9719 | Rheem | 5000DBs/45BT-E | 2012-11-26 | 2030-12-31 | 777 | 862 | 700 | 600
9720 | Rheem | 5000DBs/45BT-G | 2012-11-26 | 2030-12-31 | 567 | 617 | 489 | 392
9721 | Rheem | 5000DBs/46BT-E | 2012-11-26 | 2030-12-31 | 792 | 878 | 714 | 613
9722 | Rheem | 5000DBs/46BT-G | 2012-11-26 | 2030-12-31 | 579 | 630 | 500 | 402
9723 | Rheem | 5000DBs/47BT-E | 2012-11-26 | 2030-12-31 | 808 | 894 | 728 | 626
9724 | Rheem | 5000DBs/47BT-G | 2012-11-26 | 2030-12-31 | 592 | 643 | 512 | 413
9725 | Rheem | 5000DBs/48BT-E | 2012-11-26 | 2030-12-31 | 824 | 910 | 742 | 639
9726 | Rheem | 5000DBs/48BT-G | 2012-11-26 | 2030-12-31 | 605 | 656 | 524 | 424
9727 | Rheem | 610340-02/AP07-05-E | 2014-03-01 | 2030-12-31 | 71 | 82 | 63 | 51
9728 | Rheem | 610340-02/AP07-06-E | 2014-03-01 | 2030-12-31 | 96 | 110 | 85 | 70
9729 | Rheem | 610340-02/AP07-07-E | 2014-03-01 | 2030-12-31 | 120 | 138 | 108 | 91
9730 | Rheem | 610340-02/L-05-E | 2012-11-26 | 2030-12-31 | 71 | 82 | 63 | 51
9731 | Rheem | 610340-02/L-06-E | 2012-11-26 | 2030-12-31 | 96 | 110 | 85 | 70
9732 | Rheem | 610340-02/L-07-E | 2012-11-26 | 2030-12-31 | 120 | 138 | 108 | 91
9733 | Rheem | 610340-02/NPT-05-E | 2012-11-26 | 2030-12-31 | 71 | 82 | 63 | 51
9734 | Rheem | 610340-02/NPT-06-E | 2012-11-26 | 2030-12-31 | 96 | 110 | 85 | 70
9735 | Rheem | 610340-02/NPT-07-E | 2012-11-26 | 2030-12-31 | 120 | 138 | 108 | 91
9736 | Rheem | 610340-03/AP07-08-E | 2014-03-01 | 2030-12-31 | 139 | 159 | 125 | 105
9737 | Rheem | 610340-03/AP07-09-E | 2014-03-01 | 2030-12-31 | 158 | 181 | 143 | 121
9738 | Rheem | 610340-03/AP07-09-G | 2014-03-01 | 2030-12-31 | 110 | 122 | 93 | 73
9739 | Rheem | 610340-03/AP07-10-E | 2014-03-01 | 2030-12-31 | 169 | 191 | 153 | 129
9740 | Rheem | 610340-03/AP07-10-G | 2014-03-01 | 2030-12-31 | 146 | 167 | 128 | 103
9741 | Rheem | 610340-03/L-08-E | 2012-11-26 | 2030-12-31 | 139 | 159 | 125 | 105
9742 | Rheem | 610340-03/L-09-E | 2012-11-26 | 2030-12-31 | 158 | 181 | 143 | 121
9743 | Rheem | 610340-03/L-09-G | 2012-11-26 | 2030-12-31 | 110 | 122 | 93 | 73
9744 | Rheem | 610340-03/L-10-E | 2012-11-26 | 2030-12-31 | 169 | 191 | 153 | 129
9745 | Rheem | 610340-03/L-10-G | 2012-11-26 | 2030-12-31 | 146 | 167 | 128 | 103
9746 | Rheem | 610340-03/NPT-08-E | 2012-11-26 | 2030-12-31 | 139 | 159 | 125 | 105
9747 | Rheem | 610340-03/NPT-09-E | 2012-11-26 | 2030-12-31 | 158 | 181 | 143 | 121
9748 | Rheem | 610340-03/NPT-09-G | 2012-11-26 | 2030-12-31 | 110 | 122 | 93 | 73
9749 | Rheem | 610340-03/NPT-10-E | 2012-11-26 | 2030-12-31 | 169 | 191 | 153 | 129
9750 | Rheem | 610340-03/NPT-10-G | 2012-11-26 | 2030-12-31 | 146 | 167 | 128 | 103
9751 | Rheem | 610340-04/AP07-10-E | 2014-03-01 | 2030-12-31 | 174 | 199 | 158 | 134
9752 | Rheem | 610340-04/AP07-10-G | 2014-03-01 | 2030-12-31 | 132 | 149 | 114 | 90
9753 | Rheem | 610340-04/AP07-11-E | 2014-03-01 | 2030-12-31 | 183 | 206 | 165 | 139
9754 | Rheem | 610340-04/AP07-11-G | 2014-03-01 | 2030-12-31 | 155 | 175 | 135 | 108
9755 | Rheem | 610340-04/AP07-12-E | 2014-03-01 | 2030-12-31 | 193 | 213 | 172 | 145
9756 | Rheem | 610340-04/AP07-12-G | 2014-03-01 | 2030-12-31 | 179 | 202 | 157 | 127
9757 | Rheem | 610340-04/AP07-13-E | 2014-03-01 | 2030-12-31 | 203 | 222 | 181 | 152
9758 | Rheem | 610340-04/AP07-13-G | 2014-03-01 | 2030-12-31 | 182 | 201 | 159 | 128
9759 | Rheem | 610340-04/AP07-14-E | 2014-03-01 | 2030-12-31 | 214 | 232 | 191 | 160
9760 | Rheem | 610340-04/AP07-14-G | 2014-03-01 | 2030-12-31 | 185 | 201 | 161 | 130
9761 | Rheem | 610340-04/L-10-E | 2012-11-26 | 2030-12-31 | 174 | 199 | 158 | 134
9762 | Rheem | 610340-04/L-10-G | 2012-11-26 | 2030-12-31 | 132 | 149 | 114 | 90
9763 | Rheem | 610340-04/L-11-E | 2012-11-26 | 2030-12-31 | 183 | 206 | 165 | 139
9764 | Rheem | 610340-04/L-11-G | 2012-11-26 | 2030-12-31 | 155 | 175 | 135 | 108
9765 | Rheem | 610340-04/L-12-E | 2012-11-26 | 2030-12-31 | 193 | 213 | 172 | 145
9766 | Rheem | 610340-04/L-12-G | 2012-11-26 | 2030-12-31 | 179 | 202 | 157 | 127
9767 | Rheem | 610340-04/L-13-E | 2012-11-26 | 2030-12-31 | 203 | 222 | 181 | 152
9768 | Rheem | 610340-04/L-13-G | 2012-11-26 | 2030-12-31 | 182 | 201 | 159 | 128
9769 | Rheem | 610340-04/L-14-E | 2012-11-26 | 2030-12-31 | 214 | 232 | 191 | 160
9770 | Rheem | 610340-04/L-14-G | 2012-11-26 | 2030-12-31 | 185 | 201 | 161 | 130
9771 | Rheem | 610340-04/NPT-10-E | 2012-11-26 | 2030-12-31 | 174 | 199 | 158 | 134
9772 | Rheem | 610340-04/NPT-10-G | 2012-11-26 | 2030-12-31 | 132 | 149 | 114 | 90
9773 | Rheem | 610340-04/NPT-11-E | 2012-11-26 | 2030-12-31 | 183 | 206 | 165 | 139
9774 | Rheem | 610340-04/NPT-11-G | 2012-11-26 | 2030-12-31 | 155 | 175 | 135 | 108
9775 | Rheem | 610340-04/NPT-12-E | 2012-11-26 | 2030-12-31 | 193 | 213 | 172 | 145
9776 | Rheem | 610340-04/NPT-12-G | 2012-11-26 | 2030-12-31 | 179 | 202 | 157 | 127
9777 | Rheem | 610340-04/NPT-13-E | 2012-11-26 | 2030-12-31 | 203 | 222 | 181 | 152
9778 | Rheem | 610340-04/NPT-13-G | 2012-11-26 | 2030-12-31 | 182 | 201 | 159 | 128
9779 | Rheem | 610340-04/NPT-14-E | 2012-11-26 | 2030-12-31 | 214 | 232 | 191 | 160
9780 | Rheem | 610340-04/NPT-14-G | 2012-11-26 | 2030-12-31 | 185 | 201 | 161 | 130
9781 | Rheem | 610430-02/AP07-06-E | 2014-03-01 | 2030-12-31 | 101 | 117 | 91 | 75
9782 | Rheem | 610430-02/AP07-07-E | 2014-03-01 | 2030-12-31 | 121 | 139 | 109 | 91
9783 | Rheem | 610430-02/AP07-08-E | 2014-03-01 | 2030-12-31 | 141 | 162 | 128 | 108
9784 | Rheem | 610430-02/AP07-09-E | 2014-03-01 | 2030-12-31 | 160 | 183 | 145 | 123
9785 | Rheem | 610430-02/AP07-09-G | 2014-03-01 | 2030-12-31 | 109 | 121 | 91 | 70
9786 | Rheem | 610430-02/L-06-E | 2012-11-26 | 2030-12-31 | 101 | 117 | 91 | 75
9787 | Rheem | 610430-02/L-07-E | 2012-11-26 | 2030-12-31 | 121 | 139 | 109 | 91
9788 | Rheem | 610430-02/L-08-E | 2012-11-26 | 2030-12-31 | 141 | 162 | 128 | 108
9789 | Rheem | 610430-02/L-09-E | 2012-11-26 | 2030-12-31 | 160 | 183 | 145 | 123
9790 | Rheem | 610430-02/L-09-G | 2012-11-26 | 2030-12-31 | 109 | 121 | 91 | 70
9791 | Rheem | 610430-02/NPT-06-E | 2012-11-26 | 2030-12-31 | 101 | 117 | 91 | 75
9792 | Rheem | 610430-02/NPT-07-E | 2012-11-26 | 2030-12-31 | 121 | 139 | 109 | 91
9793 | Rheem | 610430-02/NPT-08-E | 2012-11-26 | 2030-12-31 | 141 | 162 | 128 | 108
9794 | Rheem | 610430-02/NPT-09-E | 2012-11-26 | 2030-12-31 | 160 | 183 | 145 | 123
9795 | Rheem | 610430-02/NPT-09-G | 2012-11-26 | 2030-12-31 | 109 | 121 | 91 | 70
9796 | Rheem | 610430-03/AP07-09-E | 2014-03-01 | 2030-12-31 | 159 | 182 | 144 | 122
9797 | Rheem | 610430-03/AP07-09-G | 2014-03-01 | 2030-12-31 | 120 | 135 | 103 | 81
9798 | Rheem | 610430-03/AP07-10-E | 2014-03-01 | 2030-12-31 | 169 | 190 | 152 | 129
9799 | Rheem | 610430-03/AP07-10-G | 2014-03-01 | 2030-12-31 | 143 | 161 | 124 | 99
9800 | Rheem | 610430-03/AP07-11-E | 2014-03-01 | 2030-12-31 | 180 | 198 | 161 | 136
9801 | Rheem | 610430-03/AP07-11-G | 2014-03-01 | 2030-12-31 | 166 | 187 | 145 | 118
9802 | Rheem | 610430-03/AP07-12-E | 2014-03-01 | 2030-12-31 | 191 | 208 | 170 | 143
9803 | Rheem | 610430-03/AP07-12-G | 2014-03-01 | 2030-12-31 | 177 | 197 | 155 | 126
9804 | Rheem | 610430-03/AP07-13-E | 2014-03-01 | 2030-12-31 | 202 | 218 | 180 | 151
9805 | Rheem | 610430-03/AP07-13-G | 2014-03-01 | 2030-12-31 | 189 | 208 | 165 | 134
9806 | Rheem | 610430-03/L-09-E | 2012-11-26 | 2030-12-31 | 159 | 182 | 144 | 122
9807 | Rheem | 610430-03/L-09-G | 2012-11-26 | 2030-12-31 | 120 | 135 | 103 | 81
9808 | Rheem | 610430-03/L-10-E | 2012-11-26 | 2030-12-31 | 169 | 190 | 152 | 129
9809 | Rheem | 610430-03/L-10-G | 2012-11-26 | 2030-12-31 | 143 | 161 | 124 | 99
9810 | Rheem | 610430-03/L-11-E | 2012-11-26 | 2030-12-31 | 180 | 198 | 161 | 136
9811 | Rheem | 610430-03/L-11-G | 2012-11-26 | 2030-12-31 | 166 | 187 | 145 | 118
9812 | Rheem | 610430-03/L-12-E | 2012-11-26 | 2030-12-31 | 191 | 208 | 170 | 143
9813 | Rheem | 610430-03/L-12-G | 2012-11-26 | 2030-12-31 | 177 | 197 | 155 | 126
9814 | Rheem | 610430-03/L-13-E | 2012-11-26 | 2030-12-31 | 202 | 218 | 180 | 151
9815 | Rheem | 610430-03/L-13-G | 2012-11-26 | 2030-12-31 | 189 | 208 | 165 | 134
9816 | Rheem | 610430-03/NPT-09-E | 2012-11-26 | 2030-12-31 | 159 | 182 | 144 | 122
9817 | Rheem | 610430-03/NPT-09-G | 2012-11-26 | 2030-12-31 | 120 | 135 | 103 | 81
9818 | Rheem | 610430-03/NPT-10-E | 2012-11-26 | 2030-12-31 | 169 | 190 | 152 | 129
9819 | Rheem | 610430-03/NPT-10-G | 2012-11-26 | 2030-12-31 | 143 | 161 | 124 | 99
9820 | Rheem | 610430-03/NPT-11-E | 2012-11-26 | 2030-12-31 | 180 | 198 | 161 | 136
9821 | Rheem | 610430-03/NPT-11-G | 2012-11-26 | 2030-12-31 | 166 | 187 | 145 | 118
9822 | Rheem | 610430-03/NPT-12-E | 2012-11-26 | 2030-12-31 | 191 | 208 | 170 | 143
9823 | Rheem | 610430-03/NPT-12-G | 2012-11-26 | 2030-12-31 | 177 | 197 | 155 | 126
9824 | Rheem | 610430-03/NPT-13-E | 2012-11-26 | 2030-12-31 | 202 | 218 | 180 | 151
9825 | Rheem | 610430-03/NPT-13-G | 2012-11-26 | 2030-12-31 | 189 | 208 | 165 | 134
9826 | Rheem | 610430-04/AP07-12-E | 2014-03-01 | 2030-12-31 | 208 | 239 | 187 | 156
9827 | Rheem | 610430-04/AP07-12-G | 2014-03-01 | 2030-12-31 | 180 | 203 | 157 | 127
9828 | Rheem | 610430-04/AP07-13-E | 2014-03-01 | 2030-12-31 | 227 | 261 | 205 | 172
9829 | Rheem | 610430-04/AP07-13-G | 2014-03-01 | 2030-12-31 | 187 | 208 | 163 | 132
9830 | Rheem | 610430-04/AP07-14-E | 2014-03-01 | 2030-12-31 | 247 | 283 | 223 | 188
9831 | Rheem | 610430-04/AP07-14-G | 2014-03-01 | 2030-12-31 | 195 | 213 | 169 | 137
9832 | Rheem | 610430-04/AP07-15-E | 2014-03-01 | 2030-12-31 | 267 | 305 | 241 | 205
9833 | Rheem | 610430-04/AP07-15-G | 2014-03-01 | 2030-12-31 | 203 | 218 | 176 | 143
9834 | Rheem | 610430-04/AP07-16-E | 2014-03-01 | 2030-12-31 | 286 | 326 | 258 | 220
9835 | Rheem | 610430-04/AP07-16-G | 2014-03-01 | 2030-12-31 | 210 | 224 | 183 | 149
9836 | Rheem | 610430-04/AP07-17-E | 2014-03-01 | 2030-12-31 | 305 | 347 | 276 | 235
9837 | Rheem | 610430-04/AP07-17-G | 2014-03-01 | 2030-12-31 | 217 | 230 | 190 | 155
9838 | Rheem | 610430-04/AP07-18-E | 2014-03-01 | 2030-12-31 | 324 | 368 | 294 | 250
9839 | Rheem | 610430-04/AP07-18-G | 2014-03-01 | 2030-12-31 | 225 | 237 | 197 | 161
9840 | Rheem | 610430-04/L-12-E | 2012-11-26 | 2030-12-31 | 208 | 239 | 187 | 156
9841 | Rheem | 610430-04/L-12-G | 2012-11-26 | 2030-12-31 | 180 | 203 | 157 | 127
9842 | Rheem | 610430-04/L-13-E | 2012-11-26 | 2030-12-31 | 227 | 261 | 205 | 172
9843 | Rheem | 610430-04/L-13-G | 2012-11-26 | 2030-12-31 | 187 | 208 | 163 | 132
9844 | Rheem | 610430-04/L-14-E | 2012-11-26 | 2030-12-31 | 247 | 283 | 223 | 188
9845 | Rheem | 610430-04/L-14-G | 2012-11-26 | 2030-12-31 | 195 | 213 | 169 | 137
9846 | Rheem | 610430-04/L-15-E | 2012-11-26 | 2030-12-31 | 267 | 305 | 241 | 205
9847 | Rheem | 610430-04/L-15-G | 2012-11-26 | 2030-12-31 | 203 | 218 | 176 | 143
9848 | Rheem | 610430-04/L-16-E | 2012-11-26 | 2030-12-31 | 286 | 326 | 258 | 220
9849 | Rheem | 610430-04/L-16-G | 2012-11-26 | 2030-12-31 | 210 | 224 | 183 | 149
9850 | Rheem | 610430-04/L-17-E | 2012-11-26 | 2030-12-31 | 305 | 347 | 276 | 235
9851 | Rheem | 610430-04/L-17-G | 2012-11-26 | 2030-12-31 | 217 | 230 | 190 | 155
9852 | Rheem | 610430-04/L-18-E | 2012-11-26 | 2030-12-31 | 324 | 368 | 294 | 250
9853 | Rheem | 610430-04/L-18-G | 2012-11-26 | 2030-12-31 | 225 | 237 | 197 | 161
9854 | Rheem | 610430-04/NPT-12-E | 2012-11-26 | 2030-12-31 | 208 | 239 | 187 | 156
9855 | Rheem | 610430-04/NPT-12-G | 2012-11-26 | 2030-12-31 | 180 | 203 | 157 | 127
9856 | Rheem | 610430-04/NPT-13-E | 2012-11-26 | 2030-12-31 | 227 | 261 | 205 | 172
9857 | Rheem | 610430-04/NPT-13-G | 2012-11-26 | 2030-12-31 | 187 | 208 | 163 | 132
9858 | Rheem | 610430-04/NPT-14-E | 2012-11-26 | 2030-12-31 | 247 | 283 | 223 | 188
9859 | Rheem | 610430-04/NPT-14-G | 2012-11-26 | 2030-12-31 | 195 | 213 | 169 | 137
9860 | Rheem | 610430-04/NPT-15-E | 2012-11-26 | 2030-12-31 | 267 | 305 | 241 | 205
9861 | Rheem | 610430-04/NPT-15-G | 2012-11-26 | 2030-12-31 | 203 | 218 | 176 | 143
9862 | Rheem | 610430-04/NPT-16-E | 2012-11-26 | 2030-12-31 | 286 | 326 | 258 | 220
9863 | Rheem | 610430-04/NPT-16-G | 2012-11-26 | 2030-12-31 | 210 | 224 | 183 | 149
9864 | Rheem | 610430-04/NPT-17-E | 2012-11-26 | 2030-12-31 | 305 | 347 | 276 | 235
9865 | Rheem | 610430-04/NPT-17-G | 2012-11-26 | 2030-12-31 | 217 | 230 | 190 | 155
9866 | Rheem | 610430-04/NPT-18-E | 2012-11-26 | 2030-12-31 | 324 | 368 | 294 | 250
9867 | Rheem | 610430-04/NPT-18-G | 2012-11-26 | 2030-12-31 | 225 | 237 | 197 | 161
9868 | Rheem | 610430-05/AP07-15-E | 2014-03-01 | 2030-12-31 | 263 | 300 | 237 | 199
9869 | Rheem | 610430-05/AP07-16-E | 2014-03-01 | 2030-12-31 | 283 | 322 | 255 | 215
9870 | Rheem | 610430-05/AP07-16-G | 2014-03-01 | 2030-12-31 | 174 | 189 | 145 | 109
9871 | Rheem | 610430-05/AP07-17-E | 2014-03-01 | 2030-12-31 | 304 | 345 | 274 | 231
9872 | Rheem | 610430-05/AP07-17-G | 2014-03-01 | 2030-12-31 | 211 | 233 | 179 | 138
9873 | Rheem | 610430-05/AP07-18-E | 2014-03-01 | 2030-12-31 | 324 | 368 | 292 | 247
9874 | Rheem | 610430-05/AP07-18-G | 2014-03-01 | 2030-12-31 | 248 | 277 | 213 | 167
9875 | Rheem | 610430-05/AP07-19-E | 2014-03-01 | 2030-12-31 | 345 | 391 | 311 | 263
9876 | Rheem | 610430-05/AP07-19-G | 2014-03-01 | 2030-12-31 | 285 | 322 | 247 | 197
9877 | Rheem | 610430-05/AP07-20-E | 2014-03-01 | 2030-12-31 | 351 | 394 | 316 | 267
9878 | Rheem | 610430-05/AP07-20-G | 2014-03-01 | 2030-12-31 | 302 | 341 | 263 | 211
9879 | Rheem | 610430-05/AP07-21-E | 2014-03-01 | 2030-12-31 | 357 | 397 | 321 | 271
9880 | Rheem | 610430-05/AP07-21-G | 2014-03-01 | 2030-12-31 | 320 | 360 | 279 | 226
9881 | Rheem | 610430-05/AP07-22-E | 2014-03-01 | 2030-12-31 | 364 | 401 | 326 | 275
9882 | Rheem | 610430-05/AP07-22-G | 2014-03-01 | 2030-12-31 | 338 | 380 | 296 | 241
9883 | Rheem | 610430-05/L-15-E | 2012-11-26 | 2030-12-31 | 263 | 300 | 237 | 199
9884 | Rheem | 610430-05/L-16-E | 2012-11-26 | 2030-12-31 | 283 | 322 | 255 | 215
9885 | Rheem | 610430-05/L-16-G | 2012-11-26 | 2030-12-31 | 174 | 189 | 145 | 109
9886 | Rheem | 610430-05/L-17-E | 2012-11-26 | 2030-12-31 | 304 | 345 | 274 | 231
9887 | Rheem | 610430-05/L-17-G | 2012-11-26 | 2030-12-31 | 211 | 233 | 179 | 138
9888 | Rheem | 610430-05/L-18-E | 2012-11-26 | 2030-12-31 | 324 | 368 | 292 | 247
9889 | Rheem | 610430-05/L-18-G | 2012-11-26 | 2030-12-31 | 248 | 277 | 213 | 167
9890 | Rheem | 610430-05/L-19-E | 2012-11-26 | 2030-12-31 | 345 | 391 | 311 | 263
9891 | Rheem | 610430-05/L-19-G | 2012-11-26 | 2030-12-31 | 285 | 322 | 247 | 197
9892 | Rheem | 610430-05/L-20-E | 2012-11-26 | 2030-12-31 | 351 | 394 | 316 | 267
9893 | Rheem | 610430-05/L-20-G | 2012-11-26 | 2030-12-31 | 302 | 341 | 263 | 211
9894 | Rheem | 610430-05/L-21-E | 2012-11-26 | 2030-12-31 | 357 | 397 | 321 | 271
9895 | Rheem | 610430-05/L-21-G | 2012-11-26 | 2030-12-31 | 320 | 360 | 279 | 226
9896 | Rheem | 610430-05/L-22-E | 2012-11-26 | 2030-12-31 | 364 | 401 | 326 | 275
9897 | Rheem | 610430-05/L-22-G | 2012-11-26 | 2030-12-31 | 338 | 380 | 296 | 241
9898 | Rheem | 610430-05/NPT-15-E | 2012-11-26 | 2030-12-31 | 263 | 300 | 237 | 199
9899 | Rheem | 610430-05/NPT-16-E | 2012-11-26 | 2030-12-31 | 283 | 322 | 255 | 215
9900 | Rheem | 610430-05/NPT-16-G | 2012-11-26 | 2030-12-31 | 174 | 189 | 145 | 109
9901 | Rheem | 610430-05/NPT-17-E | 2012-11-26 | 2030-12-31 | 304 | 345 | 274 | 231
9902 | Rheem | 610430-05/NPT-17-G | 2012-11-26 | 2030-12-31 | 211 | 233 | 179 | 138
9903 | Rheem | 610430-05/NPT-18-E | 2012-11-26 | 2030-12-31 | 324 | 368 | 292 | 247
9904 | Rheem | 610430-05/NPT-18-G | 2012-11-26 | 2030-12-31 | 248 | 277 | 213 | 167
9905 | Rheem | 610430-05/NPT-19-E | 2012-11-26 | 2030-12-31 | 345 | 391 | 311 | 263
9906 | Rheem | 610430-05/NPT-19-G | 2012-11-26 | 2030-12-31 | 285 | 322 | 247 | 197
9907 | Rheem | 610430-05/NPT-20-E | 2012-11-26 | 2030-12-31 | 351 | 394 | 316 | 267
9908 | Rheem | 610430-05/NPT-20-G | 2012-11-26 | 2030-12-31 | 302 | 341 | 263 | 211
9909 | Rheem | 610430-05/NPT-21-E | 2012-11-26 | 2030-12-31 | 357 | 397 | 321 | 271
9910 | Rheem | 610430-05/NPT-21-G | 2012-11-26 | 2030-12-31 | 320 | 360 | 279 | 226
9911 | Rheem | 610430-05/NPT-22-E | 2012-11-26 | 2030-12-31 | 364 | 401 | 326 | 275
9912 | Rheem | 610430-05/NPT-22-G | 2012-11-26 | 2030-12-31 | 338 | 380 | 296 | 241
9913 | Rheem | 610430-06/AP07-18-E | 2014-03-01 | 2030-12-31 | 315 | 360 | 286 | 241
9914 | Rheem | 610430-06/AP07-18-G | 2014-03-01 | 2030-12-31 | 218 | 240 | 185 | 143
9915 | Rheem | 610430-06/AP07-19-E | 2014-03-01 | 2030-12-31 | 328 | 371 | 296 | 250
9916 | Rheem | 610430-06/AP07-19-G | 2014-03-01 | 2030-12-31 | 245 | 271 | 209 | 164
9917 | Rheem | 610430-06/AP07-20-E | 2014-03-01 | 2030-12-31 | 341 | 382 | 307 | 259
9918 | Rheem | 610430-06/AP07-20-G | 2014-03-01 | 2030-12-31 | 272 | 302 | 234 | 186
9919 | Rheem | 610430-06/AP07-21-E | 2014-03-01 | 2030-12-31 | 354 | 394 | 318 | 268
9920 | Rheem | 610430-06/AP07-21-G | 2014-03-01 | 2030-12-31 | 299 | 333 | 259 | 207
9921 | Rheem | 610430-06/AP07-22-E | 2014-03-01 | 2030-12-31 | 367 | 405 | 329 | 277
9922 | Rheem | 610430-06/AP07-22-G | 2014-03-01 | 2030-12-31 | 326 | 364 | 284 | 229
9923 | Rheem | 610430-06/AP07-23-E | 2014-03-01 | 2030-12-31 | 380 | 417 | 340 | 286
9924 | Rheem | 610430-06/AP07-23-G | 2014-03-01 | 2030-12-31 | 353 | 396 | 309 | 251
9925 | Rheem | 610430-06/AP07-24-E | 2014-03-01 | 2030-12-31 | 390 | 426 | 349 | 294
9926 | Rheem | 610430-06/AP07-24-G | 2014-03-01 | 2030-12-31 | 363 | 406 | 318 | 259
9927 | Rheem | 610430-06/AP07-25-E | 2014-03-01 | 2030-12-31 | 400 | 436 | 358 | 302
9928 | Rheem | 610430-06/AP07-25-G | 2014-03-01 | 2030-12-31 | 374 | 416 | 328 | 267
9929 | Rheem | 610430-06/AP07-26-E | 2014-03-01 | 2030-12-31 | 410 | 446 | 367 | 310
9930 | Rheem | 610430-06/AP07-26-G | 2014-03-01 | 2030-12-31 | 385 | 426 | 338 | 275
9931 | Rheem | 610430-06/AP07-27-E | 2014-03-01 | 2030-12-31 | 421 | 456 | 376 | 318
9932 | Rheem | 610430-06/AP07-27-G | 2014-03-01 | 2030-12-31 | 396 | 436 | 348 | 284
9933 | Rheem | 610430-06/L-18-E | 2012-11-26 | 2030-12-31 | 315 | 360 | 286 | 241
9934 | Rheem | 610430-06/L-18-G | 2012-11-26 | 2030-12-31 | 218 | 240 | 185 | 143
9935 | Rheem | 610430-06/L-19-E | 2012-11-26 | 2030-12-31 | 328 | 371 | 296 | 250
9936 | Rheem | 610430-06/L-19-G | 2012-11-26 | 2030-12-31 | 245 | 271 | 209 | 164
9937 | Rheem | 610430-06/L-20-E | 2012-11-26 | 2030-12-31 | 341 | 382 | 307 | 259
9938 | Rheem | 610430-06/L-20-G | 2012-11-26 | 2030-12-31 | 272 | 302 | 234 | 186
9939 | Rheem | 610430-06/L-21-E | 2012-11-26 | 2030-12-31 | 354 | 394 | 318 | 268
9940 | Rheem | 610430-06/L-21-G | 2012-11-26 | 2030-12-31 | 299 | 333 | 259 | 207
9941 | Rheem | 610430-06/L-22-E | 2012-11-26 | 2030-12-31 | 367 | 405 | 329 | 277
9942 | Rheem | 610430-06/L-22-G | 2012-11-26 | 2030-12-31 | 326 | 364 | 284 | 229
9943 | Rheem | 610430-06/L-23-E | 2012-11-26 | 2030-12-31 | 380 | 417 | 340 | 286
9944 | Rheem | 610430-06/L-23-G | 2012-11-26 | 2030-12-31 | 353 | 396 | 309 | 251
9945 | Rheem | 610430-06/L-24-E | 2012-11-26 | 2030-12-31 | 390 | 426 | 349 | 294
9946 | Rheem | 610430-06/L-24-G | 2012-11-26 | 2030-12-31 | 363 | 406 | 318 | 259
9947 | Rheem | 610430-06/L-25-E | 2012-11-26 | 2030-12-31 | 400 | 436 | 358 | 302
9948 | Rheem | 610430-06/L-25-G | 2012-11-26 | 2030-12-31 | 374 | 416 | 328 | 267
9949 | Rheem | 610430-06/L-26-E | 2012-11-26 | 2030-12-31 | 410 | 446 | 367 | 310
9950 | Rheem | 610430-06/L-26-G | 2012-11-26 | 2030-12-31 | 385 | 426 | 338 | 275
9951 | Rheem | 610430-06/L-27-E | 2012-11-26 | 2030-12-31 | 421 | 456 | 376 | 318
9952 | Rheem | 610430-06/L-27-G | 2012-11-26 | 2030-12-31 | 396 | 436 | 348 | 284
9953 | Rheem | 610430-06/NPT-18-E | 2012-11-26 | 2030-12-31 | 315 | 360 | 286 | 241
9954 | Rheem | 610430-06/NPT-18-G | 2012-11-26 | 2030-12-31 | 218 | 240 | 185 | 143
9955 | Rheem | 610430-06/NPT-19-E | 2012-11-26 | 2030-12-31 | 328 | 371 | 296 | 250
9956 | Rheem | 610430-06/NPT-19-G | 2012-11-26 | 2030-12-31 | 245 | 271 | 209 | 164
9957 | Rheem | 610430-06/NPT-20-E | 2012-11-26 | 2030-12-31 | 341 | 382 | 307 | 259
9958 | Rheem | 610430-06/NPT-20-G | 2012-11-26 | 2030-12-31 | 272 | 302 | 234 | 186
9959 | Rheem | 610430-06/NPT-21-E | 2012-11-26 | 2030-12-31 | 354 | 394 | 318 | 268
9960 | Rheem | 610430-06/NPT-21-G | 2012-11-26 | 2030-12-31 | 299 | 333 | 259 | 207
9961 | Rheem | 610430-06/NPT-22-E | 2012-11-26 | 2030-12-31 | 367 | 405 | 329 | 277
9962 | Rheem | 610430-06/NPT-22-G | 2012-11-26 | 2030-12-31 | 326 | 364 | 284 | 229
9963 | Rheem | 610430-06/NPT-23-E | 2012-11-26 | 2030-12-31 | 380 | 417 | 340 | 286
9964 | Rheem | 610430-06/NPT-23-G | 2012-11-26 | 2030-12-31 | 353 | 396 | 309 | 251
9965 | Rheem | 610430-06/NPT-24-E | 2012-11-26 | 2030-12-31 | 390 | 426 | 349 | 294
9966 | Rheem | 610430-06/NPT-24-G | 2012-11-26 | 2030-12-31 | 363 | 406 | 318 | 259
9967 | Rheem | 610430-06/NPT-25-E | 2012-11-26 | 2030-12-31 | 400 | 436 | 358 | 302
9968 | Rheem | 610430-06/NPT-25-G | 2012-11-26 | 2030-12-31 | 374 | 416 | 328 | 267
9969 | Rheem | 610430-06/NPT-26-E | 2012-11-26 | 2030-12-31 | 410 | 446 | 367 | 310
9970 | Rheem | 610430-06/NPT-26-G | 2012-11-26 | 2030-12-31 | 385 | 426 | 338 | 275
9971 | Rheem | 610430-06/NPT-27-E | 2012-11-26 | 2030-12-31 | 421 | 456 | 376 | 318
9972 | Rheem | 610430-06/NPT-27-G | 2012-11-26 | 2030-12-31 | 396 | 436 | 348 | 284
9973 | Rheem | 610430-07/AP07-21-E | 2014-03-01 | 2030-12-31 | 370 | 423 | 333 | 280
9974 | Rheem | 610430-07/AP07-22-E | 2014-03-01 | 2030-12-31 | 389 | 445 | 351 | 296
9975 | Rheem | 610430-07/AP07-22-G | 2014-03-01 | 2030-12-31 | 237 | 259 | 195 | 145
9976 | Rheem | 610430-07/AP07-23-E | 2014-03-01 | 2030-12-31 | 409 | 467 | 369 | 312
9977 | Rheem | 610430-07/AP07-23-G | 2014-03-01 | 2030-12-31 | 273 | 302 | 229 | 175
9978 | Rheem | 610430-07/AP07-24-E | 2014-03-01 | 2030-12-31 | 428 | 489 | 387 | 328
9979 | Rheem | 610430-07/AP07-24-G | 2014-03-01 | 2030-12-31 | 310 | 346 | 263 | 205
9980 | Rheem | 610430-07/AP07-25-E | 2014-03-01 | 2030-12-31 | 448 | 511 | 405 | 344
9981 | Rheem | 610430-07/AP07-25-G | 2014-03-01 | 2030-12-31 | 346 | 390 | 297 | 235
9982 | Rheem | 610430-07/AP07-26-E | 2014-03-01 | 2030-12-31 | 468 | 533 | 424 | 360
9983 | Rheem | 610430-07/AP07-26-G | 2014-03-01 | 2030-12-31 | 383 | 434 | 332 | 265
9984 | Rheem | 610430-07/AP07-27-E | 2014-03-01 | 2030-12-31 | 487 | 554 | 441 | 375
9985 | Rheem | 610430-07/AP07-27-G | 2014-03-01 | 2030-12-31 | 400 | 453 | 348 | 279
9986 | Rheem | 610430-07/AP07-28-E | 2014-03-01 | 2030-12-31 | 506 | 575 | 458 | 390
9987 | Rheem | 610430-07/AP07-28-G | 2014-03-01 | 2030-12-31 | 418 | 472 | 364 | 293
9988 | Rheem | 610430-07/AP07-29-E | 2014-03-01 | 2030-12-31 | 525 | 596 | 475 | 405
9989 | Rheem | 610430-07/AP07-29-G | 2014-03-01 | 2030-12-31 | 435 | 491 | 380 | 307
9990 | Rheem | 610430-07/AP07-30-E | 2014-03-01 | 2030-12-31 | 544 | 617 | 493 | 420
9991 | Rheem | 610430-07/AP07-30-G | 2014-03-01 | 2030-12-31 | 453 | 511 | 396 | 321
9992 | Rheem | 610430-07/L-21-E | 2012-11-26 | 2030-12-31 | 370 | 423 | 333 | 280
9993 | Rheem | 610430-07/L-22-E | 2012-11-26 | 2030-12-31 | 389 | 445 | 351 | 296
9994 | Rheem | 610430-07/L-22-G | 2012-11-26 | 2030-12-31 | 237 | 259 | 195 | 145
9995 | Rheem | 610430-07/L-23-E | 2012-11-26 | 2030-12-31 | 409 | 467 | 369 | 312
9996 | Rheem | 610430-07/L-23-G | 2012-11-26 | 2030-12-31 | 273 | 302 | 229 | 175
9997 | Rheem | 610430-07/L-24-E | 2012-11-26 | 2030-12-31 | 428 | 489 | 387 | 328
9998 | Rheem | 610430-07/L-24-G | 2012-11-26 | 2030-12-31 | 310 | 346 | 263 | 205
9999 | Rheem | 610430-07/L-25-E | 2012-11-26 | 2030-12-31 | 448 | 511 | 405 | 344
10000 | Rheem | 610430-07/L-25-G | 2012-11-26 | 2030-12-31 | 346 | 390 | 297 | 235
10001 | Rheem | 610430-07/L-26-E | 2012-11-26 | 2030-12-31 | 468 | 533 | 424 | 360
10002 | Rheem | 610430-07/L-26-G | 2012-11-26 | 2030-12-31 | 383 | 434 | 332 | 265
10003 | Rheem | 610430-07/L-27-E | 2012-11-26 | 2030-12-31 | 487 | 554 | 441 | 375
10004 | Rheem | 610430-07/L-27-G | 2012-11-26 | 2030-12-31 | 400 | 453 | 348 | 279
10005 | Rheem | 610430-07/L-28-E | 2012-11-26 | 2030-12-31 | 506 | 575 | 458 | 390
10006 | Rheem | 610430-07/L-28-G | 2012-11-26 | 2030-12-31 | 418 | 472 | 364 | 293
10007 | Rheem | 610430-07/L-29-E | 2012-11-26 | 2030-12-31 | 525 | 596 | 475 | 405
10008 | Rheem | 610430-07/L-29-G | 2012-11-26 | 2030-12-31 | 435 | 491 | 380 | 307
10009 | Rheem | 610430-07/L-30-E | 2012-11-26 | 2030-12-31 | 544 | 617 | 493 | 420
10010 | Rheem | 610430-07/L-30-G | 2012-11-26 | 2030-12-31 | 453 | 511 | 396 | 321
10011 | Rheem | 610430-07/NPT-21-E | 2012-11-26 | 2030-12-31 | 370 | 423 | 333 | 280
10012 | Rheem | 610430-07/NPT-22-E | 2012-11-26 | 2030-12-31 | 389 | 445 | 351 | 296
10013 | Rheem | 610430-07/NPT-22-G | 2012-11-26 | 2030-12-31 | 237 | 259 | 195 | 145
10014 | Rheem | 610430-07/NPT-23-E | 2012-11-26 | 2030-12-31 | 409 | 467 | 369 | 312
10015 | Rheem | 610430-07/NPT-23-G | 2012-11-26 | 2030-12-31 | 273 | 302 | 229 | 175
10016 | Rheem | 610430-07/NPT-24-E | 2012-11-26 | 2030-12-31 | 428 | 489 | 387 | 328
10017 | Rheem | 610430-07/NPT-24-G | 2012-11-26 | 2030-12-31 | 310 | 346 | 263 | 205
10018 | Rheem | 610430-07/NPT-25-E | 2012-11-26 | 2030-12-31 | 448 | 511 | 405 | 344
10019 | Rheem | 610430-07/NPT-25-G | 2012-11-26 | 2030-12-31 | 346 | 390 | 297 | 235
10020 | Rheem | 610430-07/NPT-26-E | 2012-11-26 | 2030-12-31 | 468 | 533 | 424 | 360
10021 | Rheem | 610430-07/NPT-26-G | 2012-11-26 | 2030-12-31 | 383 | 434 | 332 | 265
10022 | Rheem | 610430-07/NPT-27-E | 2012-11-26 | 2030-12-31 | 487 | 554 | 441 | 375
10023 | Rheem | 610430-07/NPT-27-G | 2012-11-26 | 2030-12-31 | 400 | 453 | 348 | 279
10024 | Rheem | 610430-07/NPT-28-E | 2012-11-26 | 2030-12-31 | 506 | 575 | 458 | 390
10025 | Rheem | 610430-07/NPT-28-G | 2012-11-26 | 2030-12-31 | 418 | 472 | 364 | 293
10026 | Rheem | 610430-07/NPT-29-E | 2012-11-26 | 2030-12-31 | 525 | 596 | 475 | 405
10027 | Rheem | 610430-07/NPT-29-G | 2012-11-26 | 2030-12-31 | 435 | 491 | 380 | 307
10028 | Rheem | 610430-07/NPT-30-E | 2012-11-26 | 2030-12-31 | 544 | 617 | 493 | 420
10029 | Rheem | 610430-07/NPT-30-G | 2012-11-26 | 2030-12-31 | 453 | 511 | 396 | 321
10030 | Rheem | 610430-08/AP07-22-E | 2014-03-01 | 2030-12-31 | 387 | 442 | 349 | 294
10031 | Rheem | 610430-08/AP07-23-E | 2014-03-01 | 2030-12-31 | 406 | 463 | 367 | 309
10032 | Rheem | 610430-08/AP07-23-G | 2014-03-01 | 2030-12-31 | 249 | 271 | 205 | 154
10033 | Rheem | 610430-08/AP07-24-E | 2014-03-01 | 2030-12-31 | 426 | 485 | 385 | 325
10034 | Rheem | 610430-08/AP07-24-G | 2014-03-01 | 2030-12-31 | 279 | 307 | 233 | 179
10035 | Rheem | 610430-08/AP07-25-E | 2014-03-01 | 2030-12-31 | 445 | 507 | 403 | 340
10036 | Rheem | 610430-08/AP07-25-G | 2014-03-01 | 2030-12-31 | 310 | 343 | 262 | 204
10037 | Rheem | 610430-08/AP07-26-E | 2014-03-01 | 2030-12-31 | 465 | 529 | 421 | 356
10038 | Rheem | 610430-08/AP07-26-G | 2014-03-01 | 2030-12-31 | 341 | 380 | 291 | 229
10039 | Rheem | 610430-08/AP07-27-E | 2014-03-01 | 2030-12-31 | 484 | 551 | 439 | 371
10040 | Rheem | 610430-08/AP07-27-G | 2014-03-01 | 2030-12-31 | 371 | 416 | 320 | 254
10041 | Rheem | 610430-08/AP07-28-E | 2014-03-01 | 2030-12-31 | 504 | 573 | 457 | 387
10042 | Rheem | 610430-08/AP07-28-G | 2014-03-01 | 2030-12-31 | 402 | 452 | 349 | 279
10043 | Rheem | 610430-08/AP07-29-E | 2014-03-01 | 2030-12-31 | 524 | 595 | 475 | 403
10044 | Rheem | 610430-08/AP07-29-G | 2014-03-01 | 2030-12-31 | 433 | 489 | 378 | 304
10045 | Rheem | 610430-08/AP07-30-E | 2014-03-01 | 2030-12-31 | 534 | 604 | 484 | 410
10046 | Rheem | 610430-08/AP07-30-G | 2014-03-01 | 2030-12-31 | 451 | 509 | 394 | 318
10047 | Rheem | 610430-08/AP07-31-E | 2014-03-01 | 2030-12-31 | 545 | 613 | 493 | 417
10048 | Rheem | 610430-08/AP07-31-G | 2014-03-01 | 2030-12-31 | 469 | 529 | 410 | 332
10049 | Rheem | 610430-08/AP07-32-E | 2014-03-01 | 2030-12-31 | 556 | 622 | 502 | 425
10050 | Rheem | 610430-08/AP07-32-G | 2014-03-01 | 2030-12-31 | 487 | 549 | 427 | 347
10051 | Rheem | 610430-08/AP07-33-E | 2014-03-01 | 2030-12-31 | 567 | 632 | 511 | 432
10052 | Rheem | 610430-08/AP07-33-G | 2014-03-01 | 2030-12-31 | 506 | 569 | 443 | 361
10053 | Rheem | 610430-08/AP07-34-E | 2014-03-01 | 2030-12-31 | 578 | 641 | 520 | 440
10054 | Rheem | 610430-08/AP07-34-G | 2014-03-01 | 2030-12-31 | 524 | 589 | 460 | 376
10055 | Rheem | 610430-08/AP07-35-E | 2014-03-01 | 2030-12-31 | 589 | 650 | 529 | 447
10056 | Rheem | 610430-08/AP07-35-G | 2014-03-01 | 2030-12-31 | 542 | 609 | 476 | 390
10057 | Rheem | 610430-08/AP07-36-E | 2014-03-01 | 2030-12-31 | 600 | 660 | 538 | 455
10058 | Rheem | 610430-08/AP07-36-G | 2014-03-01 | 2030-12-31 | 561 | 629 | 493 | 405
10059 | Rheem | 610430-08/L-22-E | 2012-11-26 | 2030-12-31 | 387 | 442 | 349 | 294
10060 | Rheem | 610430-08/L-23-E | 2012-11-26 | 2030-12-31 | 406 | 463 | 367 | 309
10061 | Rheem | 610430-08/L-23-G | 2012-11-26 | 2030-12-31 | 249 | 271 | 205 | 154
10062 | Rheem | 610430-08/L-24-E | 2012-11-26 | 2030-12-31 | 426 | 485 | 385 | 325
10063 | Rheem | 610430-08/L-24-G | 2012-11-26 | 2030-12-31 | 279 | 307 | 233 | 179
10064 | Rheem | 610430-08/L-25-E | 2012-11-26 | 2030-12-31 | 445 | 507 | 403 | 340
10065 | Rheem | 610430-08/L-25-G | 2012-11-26 | 2030-12-31 | 310 | 343 | 262 | 204
10066 | Rheem | 610430-08/L-26-E | 2012-11-26 | 2030-12-31 | 465 | 529 | 421 | 356
10067 | Rheem | 610430-08/L-26-G | 2012-11-26 | 2030-12-31 | 341 | 380 | 291 | 229
10068 | Rheem | 610430-08/L-27-E | 2012-11-26 | 2030-12-31 | 484 | 551 | 439 | 371
10069 | Rheem | 610430-08/L-27-G | 2012-11-26 | 2030-12-31 | 371 | 416 | 320 | 254
10070 | Rheem | 610430-08/L-28-E | 2012-11-26 | 2030-12-31 | 504 | 573 | 457 | 387
10071 | Rheem | 610430-08/L-28-G | 2012-11-26 | 2030-12-31 | 402 | 452 | 349 | 279
10072 | Rheem | 610430-08/L-29-E | 2012-11-26 | 2030-12-31 | 524 | 595 | 475 | 403
10073 | Rheem | 610430-08/L-29-G | 2012-11-26 | 2030-12-31 | 433 | 489 | 378 | 304
10074 | Rheem | 610430-08/L-30-E | 2012-11-26 | 2030-12-31 | 534 | 604 | 484 | 410
10075 | Rheem | 610430-08/L-30-G | 2012-11-26 | 2030-12-31 | 451 | 509 | 394 | 318
10076 | Rheem | 610430-08/L-31-E | 2012-11-26 | 2030-12-31 | 545 | 613 | 493 | 417
10077 | Rheem | 610430-08/L-31-G | 2012-11-26 | 2030-12-31 | 469 | 529 | 410 | 332
10078 | Rheem | 610430-08/L-32-E | 2012-11-26 | 2030-12-31 | 556 | 622 | 502 | 425
10079 | Rheem | 610430-08/L-32-G | 2012-11-26 | 2030-12-31 | 487 | 549 | 427 | 347
10080 | Rheem | 610430-08/L-33-E | 2012-11-26 | 2030-12-31 | 567 | 632 | 511 | 432
10081 | Rheem | 610430-08/L-33-G | 2012-11-26 | 2030-12-31 | 506 | 569 | 443 | 361
10082 | Rheem | 610430-08/L-34-E | 2012-11-26 | 2030-12-31 | 578 | 641 | 520 | 440
10083 | Rheem | 610430-08/L-34-G | 2012-11-26 | 2030-12-31 | 524 | 589 | 460 | 376
10084 | Rheem | 610430-08/L-35-E | 2012-11-26 | 2030-12-31 | 589 | 650 | 529 | 447
10085 | Rheem | 610430-08/L-35-G | 2012-11-26 | 2030-12-31 | 542 | 609 | 476 | 390
10086 | Rheem | 610430-08/L-36-E | 2012-11-26 | 2030-12-31 | 600 | 660 | 538 | 455
10087 | Rheem | 610430-08/L-36-G | 2012-11-26 | 2030-12-31 | 561 | 629 | 493 | 405
10088 | Rheem | 610430-08/NPT-22-E | 2012-11-26 | 2030-12-31 | 387 | 442 | 349 | 294
10089 | Rheem | 610430-08/NPT-23-E | 2012-11-26 | 2030-12-31 | 406 | 463 | 367 | 309
10090 | Rheem | 610430-08/NPT-23-G | 2012-11-26 | 2030-12-31 | 249 | 271 | 205 | 154
10091 | Rheem | 610430-08/NPT-24-E | 2012-11-26 | 2030-12-31 | 426 | 485 | 385 | 325
10092 | Rheem | 610430-08/NPT-24-G | 2012-11-26 | 2030-12-31 | 279 | 307 | 233 | 179
10093 | Rheem | 610430-08/NPT-25-E | 2012-11-26 | 2030-12-31 | 445 | 507 | 403 | 340
10094 | Rheem | 610430-08/NPT-25-G | 2012-11-26 | 2030-12-31 | 310 | 343 | 262 | 204
10095 | Rheem | 610430-08/NPT-26-E | 2012-11-26 | 2030-12-31 | 465 | 529 | 421 | 356
10096 | Rheem | 610430-08/NPT-26-G | 2012-11-26 | 2030-12-31 | 341 | 380 | 291 | 229
10097 | Rheem | 610430-08/NPT-27-E | 2012-11-26 | 2030-12-31 | 484 | 551 | 439 | 371
10098 | Rheem | 610430-08/NPT-27-G | 2012-11-26 | 2030-12-31 | 371 | 416 | 320 | 254
10099 | Rheem | 610430-08/NPT-28-E | 2012-11-26 | 2030-12-31 | 504 | 573 | 457 | 387
10100 | Rheem | 610430-08/NPT-28-G | 2012-11-26 | 2030-12-31 | 402 | 452 | 349 | 279
10101 | Rheem | 610430-08/NPT-29-E | 2012-11-26 | 2030-12-31 | 524 | 595 | 475 | 403
10102 | Rheem | 610430-08/NPT-29-G | 2012-11-26 | 2030-12-31 | 433 | 489 | 378 | 304
10103 | Rheem | 610430-08/NPT-30-E | 2012-11-26 | 2030-12-31 | 534 | 604 | 484 | 410
10104 | Rheem | 610430-08/NPT-30-G | 2012-11-26 | 2030-12-31 | 451 | 509 | 394 | 318
10105 | Rheem | 610430-08/NPT-31-E | 2012-11-26 | 2030-12-31 | 545 | 613 | 493 | 417
10106 | Rheem | 610430-08/NPT-31-G | 2012-11-26 | 2030-12-31 | 469 | 529 | 410 | 332
10107 | Rheem | 610430-08/NPT-32-E | 2012-11-26 | 2030-12-31 | 556 | 622 | 502 | 425
10108 | Rheem | 610430-08/NPT-32-G | 2012-11-26 | 2030-12-31 | 487 | 549 | 427 | 347
10109 | Rheem | 610430-08/NPT-33-E | 2012-11-26 | 2030-12-31 | 567 | 632 | 511 | 432
10110 | Rheem | 610430-08/NPT-33-G | 2012-11-26 | 2030-12-31 | 506 | 569 | 443 | 361
10111 | Rheem | 610430-08/NPT-34-E | 2012-11-26 | 2030-12-31 | 578 | 641 | 520 | 440
10112 | Rheem | 610430-08/NPT-34-G | 2012-11-26 | 2030-12-31 | 524 | 589 | 460 | 376
10113 | Rheem | 610430-08/NPT-35-E | 2012-11-26 | 2030-12-31 | 589 | 650 | 529 | 447
10114 | Rheem | 610430-08/NPT-35-G | 2012-11-26 | 2030-12-31 | 542 | 609 | 476 | 390
10115 | Rheem | 610430-08/NPT-36-E | 2012-11-26 | 2030-12-31 | 600 | 660 | 538 | 455
10116 | Rheem | 610430-08/NPT-36-G | 2012-11-26 | 2030-12-31 | 561 | 629 | 493 | 405
10117 | Rheem | 610430-09/AP07-23-E | 2014-03-01 | 2030-12-31 | 401 | 460 | 363 | 306
10118 | Rheem | 610430-09/AP07-24-E | 2014-03-01 | 2030-12-31 | 415 | 473 | 375 | 316
10119 | Rheem | 610430-09/AP07-24-G | 2014-03-01 | 2030-12-31 | 258 | 282 | 214 | 161
10120 | Rheem | 610430-09/AP07-25-E | 2014-03-01 | 2030-12-31 | 429 | 486 | 387 | 326
10121 | Rheem | 610430-09/AP07-25-G | 2014-03-01 | 2030-12-31 | 286 | 315 | 240 | 183
10122 | Rheem | 610430-09/AP07-26-E | 2014-03-01 | 2030-12-31 | 443 | 499 | 399 | 336
10123 | Rheem | 610430-09/AP07-26-G | 2014-03-01 | 2030-12-31 | 315 | 348 | 266 | 206
10124 | Rheem | 610430-09/AP07-27-E | 2014-03-01 | 2030-12-31 | 457 | 512 | 411 | 346
10125 | Rheem | 610430-09/AP07-27-G | 2014-03-01 | 2030-12-31 | 343 | 381 | 293 | 229
10126 | Rheem | 610430-09/AP07-28-E | 2014-03-01 | 2030-12-31 | 471 | 526 | 423 | 356
10127 | Rheem | 610430-09/AP07-28-G | 2014-03-01 | 2030-12-31 | 372 | 414 | 319 | 252
10128 | Rheem | 610430-09/AP07-29-E | 2014-03-01 | 2030-12-31 | 485 | 539 | 435 | 366
10129 | Rheem | 610430-09/AP07-29-G | 2014-03-01 | 2030-12-31 | 400 | 447 | 345 | 275
10130 | Rheem | 610430-09/AP07-30-E | 2014-03-01 | 2030-12-31 | 499 | 552 | 447 | 376
10131 | Rheem | 610430-09/AP07-30-G | 2014-03-01 | 2030-12-31 | 429 | 480 | 372 | 298
10132 | Rheem | 610430-09/AP07-31-E | 2014-03-01 | 2030-12-31 | 513 | 565 | 459 | 386
10133 | Rheem | 610430-09/AP07-31-G | 2014-03-01 | 2030-12-31 | 457 | 513 | 398 | 321
10134 | Rheem | 610430-09/AP07-32-E | 2014-03-01 | 2030-12-31 | 527 | 579 | 471 | 397
10135 | Rheem | 610430-09/AP07-32-G | 2014-03-01 | 2030-12-31 | 486 | 546 | 425 | 344
10136 | Rheem | 610430-09/AP07-33-E | 2014-03-01 | 2030-12-31 | 533 | 583 | 476 | 401
10137 | Rheem | 610430-09/AP07-33-G | 2014-03-01 | 2030-12-31 | 493 | 551 | 431 | 348
10138 | Rheem | 610430-09/AP07-34-E | 2014-03-01 | 2030-12-31 | 539 | 587 | 481 | 405
10139 | Rheem | 610430-09/AP07-34-G | 2014-03-01 | 2030-12-31 | 500 | 556 | 437 | 353
10140 | Rheem | 610430-09/AP07-35-E | 2014-03-01 | 2030-12-31 | 546 | 592 | 487 | 410
10141 | Rheem | 610430-09/AP07-35-G | 2014-03-01 | 2030-12-31 | 508 | 561 | 443 | 358
10142 | Rheem | 610430-09/AP07-36-E | 2014-03-01 | 2030-12-31 | 552 | 596 | 492 | 414
10143 | Rheem | 610430-09/AP07-36-G | 2014-03-01 | 2030-12-31 | 515 | 566 | 449 | 363
10144 | Rheem | 610430-09/AP07-37-E | 2014-03-01 | 2030-12-31 | 558 | 600 | 497 | 418
10145 | Rheem | 610430-09/AP07-37-G | 2014-03-01 | 2030-12-31 | 522 | 571 | 455 | 368
10146 | Rheem | 610430-09/AP07-38-E | 2014-03-01 | 2030-12-31 | 565 | 605 | 503 | 423
10147 | Rheem | 610430-09/AP07-38-G | 2014-03-01 | 2030-12-31 | 530 | 576 | 461 | 373
10148 | Rheem | 610430-09/AP07-39-E | 2014-03-01 | 2030-12-31 | 571 | 609 | 508 | 427
10149 | Rheem | 610430-09/AP07-39-G | 2014-03-01 | 2030-12-31 | 537 | 581 | 467 | 378
10150 | Rheem | 610430-09/AP07-40-E | 2014-03-01 | 2030-12-31 | 578 | 614 | 514 | 432
10151 | Rheem | 610430-09/AP07-40-G | 2014-03-01 | 2030-12-31 | 545 | 587 | 473 | 383
10152 | Rheem | 610430-09/L-23-E | 2012-11-26 | 2030-12-31 | 401 | 460 | 363 | 306
10153 | Rheem | 610430-09/L-24-E | 2012-11-26 | 2030-12-31 | 415 | 473 | 375 | 316
10154 | Rheem | 610430-09/L-24-G | 2012-11-26 | 2030-12-31 | 258 | 282 | 214 | 161
10155 | Rheem | 610430-09/L-25-E | 2012-11-26 | 2030-12-31 | 429 | 486 | 387 | 326
10156 | Rheem | 610430-09/L-25-G | 2012-11-26 | 2030-12-31 | 286 | 315 | 240 | 183
10157 | Rheem | 610430-09/L-26-E | 2012-11-26 | 2030-12-31 | 443 | 499 | 399 | 336
10158 | Rheem | 610430-09/L-26-G | 2012-11-26 | 2030-12-31 | 315 | 348 | 266 | 206
10159 | Rheem | 610430-09/L-27-E | 2012-11-26 | 2030-12-31 | 457 | 512 | 411 | 346
10160 | Rheem | 610430-09/L-27-G | 2012-11-26 | 2030-12-31 | 343 | 381 | 293 | 229
10161 | Rheem | 610430-09/L-28-E | 2012-11-26 | 2030-12-31 | 471 | 526 | 423 | 356
10162 | Rheem | 610430-09/L-28-G | 2012-11-26 | 2030-12-31 | 372 | 414 | 319 | 252
10163 | Rheem | 610430-09/L-29-E | 2012-11-26 | 2030-12-31 | 485 | 539 | 435 | 366
10164 | Rheem | 610430-09/L-29-G | 2012-11-26 | 2030-12-31 | 400 | 447 | 345 | 275
10165 | Rheem | 610430-09/L-30-E | 2012-11-26 | 2030-12-31 | 499 | 552 | 447 | 376
10166 | Rheem | 610430-09/L-30-G | 2012-11-26 | 2030-12-31 | 429 | 480 | 372 | 298
10167 | Rheem | 610430-09/L-31-E | 2012-11-26 | 2030-12-31 | 513 | 565 | 459 | 386
10168 | Rheem | 610430-09/L-31-G | 2012-11-26 | 2030-12-31 | 457 | 513 | 398 | 321
10169 | Rheem | 610430-09/L-32-E | 2012-11-26 | 2030-12-31 | 527 | 579 | 471 | 397
10170 | Rheem | 610430-09/L-32-G | 2012-11-26 | 2030-12-31 | 486 | 546 | 425 | 344
10171 | Rheem | 610430-09/L-33-E | 2012-11-26 | 2030-12-31 | 533 | 583 | 476 | 401
10172 | Rheem | 610430-09/L-33-G | 2012-11-26 | 2030-12-31 | 493 | 551 | 431 | 348
10173 | Rheem | 610430-09/L-34-E | 2012-11-26 | 2030-12-31 | 539 | 587 | 481 | 405
10174 | Rheem | 610430-09/L-34-G | 2012-11-26 | 2030-12-31 | 500 | 556 | 437 | 353
10175 | Rheem | 610430-09/L-35-E | 2012-11-26 | 2030-12-31 | 546 | 592 | 487 | 410
10176 | Rheem | 610430-09/L-35-G | 2012-11-26 | 2030-12-31 | 508 | 561 | 443 | 358
10177 | Rheem | 610430-09/L-36-E | 2012-11-26 | 2030-12-31 | 552 | 596 | 492 | 414
10178 | Rheem | 610430-09/L-36-G | 2012-11-26 | 2030-12-31 | 515 | 566 | 449 | 363
10179 | Rheem | 610430-09/L-37-E | 2012-11-26 | 2030-12-31 | 558 | 600 | 497 | 418
10180 | Rheem | 610430-09/L-37-G | 2012-11-26 | 2030-12-31 | 522 | 571 | 455 | 368
10181 | Rheem | 610430-09/L-38-E | 2012-11-26 | 2030-12-31 | 565 | 605 | 503 | 423
10182 | Rheem | 610430-09/L-38-G | 2012-11-26 | 2030-12-31 | 530 | 576 | 461 | 373
10183 | Rheem | 610430-09/L-39-E | 2012-11-26 | 2030-12-31 | 571 | 609 | 508 | 427
10184 | Rheem | 610430-09/L-39-G | 2012-11-26 | 2030-12-31 | 537 | 581 | 467 | 378
10185 | Rheem | 610430-09/L-40-E | 2012-11-26 | 2030-12-31 | 578 | 614 | 514 | 432
10186 | Rheem | 610430-09/L-40-G | 2012-11-26 | 2030-12-31 | 545 | 587 | 473 | 383
10187 | Rheem | 610430-09/NPT-23-E | 2012-11-26 | 2030-12-31 | 401 | 460 | 363 | 306
10188 | Rheem | 610430-09/NPT-24-E | 2012-11-26 | 2030-12-31 | 415 | 473 | 375 | 316
10189 | Rheem | 610430-09/NPT-24-G | 2012-11-26 | 2030-12-31 | 258 | 282 | 214 | 161
10190 | Rheem | 610430-09/NPT-25-E | 2012-11-26 | 2030-12-31 | 429 | 486 | 387 | 326
10191 | Rheem | 610430-09/NPT-25-G | 2012-11-26 | 2030-12-31 | 286 | 315 | 240 | 183
10192 | Rheem | 610430-09/NPT-26-E | 2012-11-26 | 2030-12-31 | 443 | 499 | 399 | 336
10193 | Rheem | 610430-09/NPT-26-G | 2012-11-26 | 2030-12-31 | 315 | 348 | 266 | 206
10194 | Rheem | 610430-09/NPT-27-E | 2012-11-26 | 2030-12-31 | 457 | 512 | 411 | 346
10195 | Rheem | 610430-09/NPT-27-G | 2012-11-26 | 2030-12-31 | 343 | 381 | 293 | 229
10196 | Rheem | 610430-09/NPT-28-E | 2012-11-26 | 2030-12-31 | 471 | 526 | 423 | 356
10197 | Rheem | 610430-09/NPT-28-G | 2012-11-26 | 2030-12-31 | 372 | 414 | 319 | 252
10198 | Rheem | 610430-09/NPT-29-E | 2012-11-26 | 2030-12-31 | 485 | 539 | 435 | 366
10199 | Rheem | 610430-09/NPT-29-G | 2012-11-26 | 2030-12-31 | 400 | 447 | 345 | 275
10200 | Rheem | 610430-09/NPT-30-E | 2012-11-26 | 2030-12-31 | 499 | 552 | 447 | 376
10201 | Rheem | 610430-09/NPT-30-G | 2012-11-26 | 2030-12-31 | 429 | 480 | 372 | 298
10202 | Rheem | 610430-09/NPT-31-E | 2012-11-26 | 2030-12-31 | 513 | 565 | 459 | 386
10203 | Rheem | 610430-09/NPT-31-G | 2012-11-26 | 2030-12-31 | 457 | 513 | 398 | 321
10204 | Rheem | 610430-09/NPT-32-E | 2012-11-26 | 2030-12-31 | 527 | 579 | 471 | 397
10205 | Rheem | 610430-09/NPT-32-G | 2012-11-26 | 2030-12-31 | 486 | 546 | 425 | 344
10206 | Rheem | 610430-09/NPT-33-E | 2012-11-26 | 2030-12-31 | 533 | 583 | 476 | 401
10207 | Rheem | 610430-09/NPT-33-G | 2012-11-26 | 2030-12-31 | 493 | 551 | 431 | 348
10208 | Rheem | 610430-09/NPT-34-E | 2012-11-26 | 2030-12-31 | 539 | 587 | 481 | 405
10209 | Rheem | 610430-09/NPT-34-G | 2012-11-26 | 2030-12-31 | 500 | 556 | 437 | 353
10210 | Rheem | 610430-09/NPT-35-E | 2012-11-26 | 2030-12-31 | 546 | 592 | 487 | 410
10211 | Rheem | 610430-09/NPT-35-G | 2012-11-26 | 2030-12-31 | 508 | 561 | 443 | 358
10212 | Rheem | 610430-09/NPT-36-E | 2012-11-26 | 2030-12-31 | 552 | 596 | 492 | 414
10213 | Rheem | 610430-09/NPT-36-G | 2012-11-26 | 2030-12-31 | 515 | 566 | 449 | 363
10214 | Rheem | 610430-09/NPT-37-E | 2012-11-26 | 2030-12-31 | 558 | 600 | 497 | 418
10215 | Rheem | 610430-09/NPT-37-G | 2012-11-26 | 2030-12-31 | 522 | 571 | 455 | 368
10216 | Rheem | 610430-09/NPT-38-E | 2012-11-26 | 2030-12-31 | 565 | 605 | 503 | 423
10217 | Rheem | 610430-09/NPT-38-G | 2012-11-26 | 2030-12-31 | 530 | 576 | 461 | 373
10218 | Rheem | 610430-09/NPT-39-E | 2012-11-26 | 2030-12-31 | 571 | 609 | 508 | 427
10219 | Rheem | 610430-09/NPT-39-G | 2012-11-26 | 2030-12-31 | 537 | 581 | 467 | 378
10220 | Rheem | 610430-09/NPT-40-E | 2012-11-26 | 2030-12-31 | 578 | 614 | 514 | 432
10221 | Rheem | 610430-09/NPT-40-G | 2012-11-26 | 2030-12-31 | 545 | 587 | 473 | 383
10222 | Rheem | 610430-10/AP07-26-E | 2014-03-01 | 2030-12-31 | 446 | 513 | 403 | 338
10223 | Rheem | 610430-10/AP07-26-G | 2014-03-01 | 2030-12-31 | 311 | 344 | 263 | 203
10224 | Rheem | 610430-10/AP07-27-E | 2014-03-01 | 2030-12-31 | 466 | 535 | 421 | 354
10225 | Rheem | 610430-10/AP07-27-G | 2014-03-01 | 2030-12-31 | 336 | 372 | 286 | 223
10226 | Rheem | 610430-10/AP07-28-E | 2014-03-01 | 2030-12-31 | 487 | 558 | 440 | 370
10227 | Rheem | 610430-10/AP07-28-G | 2014-03-01 | 2030-12-31 | 361 | 401 | 309 | 243
10228 | Rheem | 610430-10/AP07-29-E | 2014-03-01 | 2030-12-31 | 507 | 581 | 459 | 386
10229 | Rheem | 610430-10/AP07-29-G | 2014-03-01 | 2030-12-31 | 386 | 430 | 332 | 263
10230 | Rheem | 610430-10/AP07-30-E | 2014-03-01 | 2030-12-31 | 528 | 604 | 477 | 402
10231 | Rheem | 610430-10/AP07-30-G | 2014-03-01 | 2030-12-31 | 411 | 458 | 355 | 283
10232 | Rheem | 610430-10/AP07-31-E | 2014-03-01 | 2030-12-31 | 548 | 626 | 496 | 419
10233 | Rheem | 610430-10/AP07-31-G | 2014-03-01 | 2030-12-31 | 436 | 487 | 378 | 303
10234 | Rheem | 610430-10/AP07-32-E | 2014-03-01 | 2030-12-31 | 569 | 649 | 515 | 435
10235 | Rheem | 610430-10/AP07-32-G | 2014-03-01 | 2030-12-31 | 461 | 516 | 401 | 323
10236 | Rheem | 610430-10/AP07-33-E | 2014-03-01 | 2030-12-31 | 589 | 672 | 533 | 451
10237 | Rheem | 610430-10/AP07-33-G | 2014-03-01 | 2030-12-31 | 486 | 544 | 424 | 343
10238 | Rheem | 610430-10/AP07-34-E | 2014-03-01 | 2030-12-31 | 610 | 695 | 552 | 467
10239 | Rheem | 610430-10/AP07-34-G | 2014-03-01 | 2030-12-31 | 511 | 573 | 447 | 363
10240 | Rheem | 610430-10/AP07-35-E | 2014-03-01 | 2030-12-31 | 631 | 718 | 571 | 484
10241 | Rheem | 610430-10/AP07-35-G | 2014-03-01 | 2030-12-31 | 537 | 602 | 471 | 383
10242 | Rheem | 610430-10/AP07-36-E | 2014-03-01 | 2030-12-31 | 642 | 727 | 580 | 491
10243 | Rheem | 610430-10/AP07-36-G | 2014-03-01 | 2030-12-31 | 544 | 607 | 477 | 388
10244 | Rheem | 610430-10/AP07-37-E | 2014-03-01 | 2030-12-31 | 653 | 736 | 589 | 498
10245 | Rheem | 610430-10/AP07-37-G | 2014-03-01 | 2030-12-31 | 551 | 612 | 483 | 393
10246 | Rheem | 610430-10/AP07-38-E | 2014-03-01 | 2030-12-31 | 664 | 746 | 598 | 506
10247 | Rheem | 610430-10/AP07-38-G | 2014-03-01 | 2030-12-31 | 559 | 618 | 489 | 398
10248 | Rheem | 610430-10/AP07-39-E | 2014-03-01 | 2030-12-31 | 675 | 755 | 607 | 513
10249 | Rheem | 610430-10/AP07-39-G | 2014-03-01 | 2030-12-31 | 566 | 623 | 495 | 403
10250 | Rheem | 610430-10/AP07-40-E | 2014-03-01 | 2030-12-31 | 686 | 765 | 616 | 521
10251 | Rheem | 610430-10/AP07-40-G | 2014-03-01 | 2030-12-31 | 574 | 628 | 501 | 408
10252 | Rheem | 610430-10/AP07-41-E | 2014-03-01 | 2030-12-31 | 697 | 774 | 625 | 528
10253 | Rheem | 610430-10/AP07-41-G | 2014-03-01 | 2030-12-31 | 581 | 634 | 507 | 413
10254 | Rheem | 610430-10/AP07-42-E | 2014-03-01 | 2030-12-31 | 708 | 784 | 634 | 536
10255 | Rheem | 610430-10/AP07-42-G | 2014-03-01 | 2030-12-31 | 589 | 639 | 513 | 418
10256 | Rheem | 610430-10/AP07-43-E | 2014-03-01 | 2030-12-31 | 719 | 793 | 643 | 543
10257 | Rheem | 610430-10/AP07-43-G | 2014-03-01 | 2030-12-31 | 596 | 644 | 519 | 423
10258 | Rheem | 610430-10/AP07-44-E | 2014-03-01 | 2030-12-31 | 730 | 803 | 653 | 551
10259 | Rheem | 610430-10/AP07-44-G | 2014-03-01 | 2030-12-31 | 604 | 650 | 526 | 428
10260 | Rheem | 610430-10/L-26-E | 2012-11-26 | 2030-12-31 | 446 | 513 | 403 | 338
10261 | Rheem | 610430-10/L-26-G | 2012-11-26 | 2030-12-31 | 311 | 344 | 263 | 203
10262 | Rheem | 610430-10/L-27-E | 2012-11-26 | 2030-12-31 | 466 | 535 | 421 | 354
10263 | Rheem | 610430-10/L-27-G | 2012-11-26 | 2030-12-31 | 336 | 372 | 286 | 223
10264 | Rheem | 610430-10/L-28-E | 2012-11-26 | 2030-12-31 | 487 | 558 | 440 | 370
10265 | Rheem | 610430-10/L-28-G | 2012-11-26 | 2030-12-31 | 361 | 401 | 309 | 243
10266 | Rheem | 610430-10/L-29-E | 2012-11-26 | 2030-12-31 | 507 | 581 | 459 | 386
10267 | Rheem | 610430-10/L-29-G | 2012-11-26 | 2030-12-31 | 386 | 430 | 332 | 263
10268 | Rheem | 610430-10/L-30-E | 2012-11-26 | 2030-12-31 | 528 | 604 | 477 | 402
10269 | Rheem | 610430-10/L-30-G | 2012-11-26 | 2030-12-31 | 411 | 458 | 355 | 283
10270 | Rheem | 610430-10/L-31-E | 2012-11-26 | 2030-12-31 | 548 | 626 | 496 | 419
10271 | Rheem | 610430-10/L-31-G | 2012-11-26 | 2030-12-31 | 436 | 487 | 378 | 303
10272 | Rheem | 610430-10/L-32-E | 2012-11-26 | 2030-12-31 | 569 | 649 | 515 | 435
10273 | Rheem | 610430-10/L-32-G | 2012-11-26 | 2030-12-31 | 461 | 516 | 401 | 323
10274 | Rheem | 610430-10/L-33-E | 2012-11-26 | 2030-12-31 | 589 | 672 | 533 | 451
10275 | Rheem | 610430-10/L-33-G | 2012-11-26 | 2030-12-31 | 486 | 544 | 424 | 343
10276 | Rheem | 610430-10/L-34-E | 2012-11-26 | 2030-12-31 | 610 | 695 | 552 | 467
10277 | Rheem | 610430-10/L-34-G | 2012-11-26 | 2030-12-31 | 511 | 573 | 447 | 363
10278 | Rheem | 610430-10/L-35-E | 2012-11-26 | 2030-12-31 | 631 | 718 | 571 | 484
10279 | Rheem | 610430-10/L-35-G | 2012-11-26 | 2030-12-31 | 537 | 602 | 471 | 383
10280 | Rheem | 610430-10/L-36-E | 2012-11-26 | 2030-12-31 | 642 | 727 | 580 | 491
10281 | Rheem | 610430-10/L-36-G | 2012-11-26 | 2030-12-31 | 544 | 607 | 477 | 388
10282 | Rheem | 610430-10/L-37-E | 2012-11-26 | 2030-12-31 | 653 | 736 | 589 | 498
10283 | Rheem | 610430-10/L-37-G | 2012-11-26 | 2030-12-31 | 551 | 612 | 483 | 393
10284 | Rheem | 610430-10/L-38-E | 2012-11-26 | 2030-12-31 | 664 | 746 | 598 | 506
10285 | Rheem | 610430-10/L-38-G | 2012-11-26 | 2030-12-31 | 559 | 618 | 489 | 398
10286 | Rheem | 610430-10/L-39-E | 2012-11-26 | 2030-12-31 | 675 | 755 | 607 | 513
10287 | Rheem | 610430-10/L-39-G | 2012-11-26 | 2030-12-31 | 566 | 623 | 495 | 403
10288 | Rheem | 610430-10/L-40-E | 2012-11-26 | 2030-12-31 | 686 | 765 | 616 | 521
10289 | Rheem | 610430-10/L-40-G | 2012-11-26 | 2030-12-31 | 574 | 628 | 501 | 408
10290 | Rheem | 610430-10/L-41-E | 2012-11-26 | 2030-12-31 | 697 | 774 | 625 | 528
10291 | Rheem | 610430-10/L-41-G | 2012-11-26 | 2030-12-31 | 581 | 634 | 507 | 413
10292 | Rheem | 610430-10/L-42-E | 2012-11-26 | 2030-12-31 | 708 | 784 | 634 | 536
10293 | Rheem | 610430-10/L-42-G | 2012-11-26 | 2030-12-31 | 589 | 639 | 513 | 418
10294 | Rheem | 610430-10/L-43-E | 2012-11-26 | 2030-12-31 | 719 | 793 | 643 | 543
10295 | Rheem | 610430-10/L-43-G | 2012-11-26 | 2030-12-31 | 596 | 644 | 519 | 423
10296 | Rheem | 610430-10/L-44-E | 2012-11-26 | 2030-12-31 | 730 | 803 | 653 | 551
10297 | Rheem | 610430-10/L-44-G | 2012-11-26 | 2030-12-31 | 604 | 650 | 526 | 428
10298 | Rheem | 610430-10/NPT-26-E | 2012-11-26 | 2030-12-31 | 446 | 513 | 403 | 338
10299 | Rheem | 610430-10/NPT-26-G | 2012-11-26 | 2030-12-31 | 311 | 344 | 263 | 203
10300 | Rheem | 610430-10/NPT-27-E | 2012-11-26 | 2030-12-31 | 466 | 535 | 421 | 354
10301 | Rheem | 610430-10/NPT-27-G | 2012-11-26 | 2030-12-31 | 336 | 372 | 286 | 223
10302 | Rheem | 610430-10/NPT-28-E | 2012-11-26 | 2030-12-31 | 487 | 558 | 440 | 370
10303 | Rheem | 610430-10/NPT-28-G | 2012-11-26 | 2030-12-31 | 361 | 401 | 309 | 243
10304 | Rheem | 610430-10/NPT-29-E | 2012-11-26 | 2030-12-31 | 507 | 581 | 459 | 386
10305 | Rheem | 610430-10/NPT-29-G | 2012-11-26 | 2030-12-31 | 386 | 430 | 332 | 263
10306 | Rheem | 610430-10/NPT-30-E | 2012-11-26 | 2030-12-31 | 528 | 604 | 477 | 402
10307 | Rheem | 610430-10/NPT-30-G | 2012-11-26 | 2030-12-31 | 411 | 458 | 355 | 283
10308 | Rheem | 610430-10/NPT-31-E | 2012-11-26 | 2030-12-31 | 548 | 626 | 496 | 419
10309 | Rheem | 610430-10/NPT-31-G | 2012-11-26 | 2030-12-31 | 436 | 487 | 378 | 303
10310 | Rheem | 610430-10/NPT-32-E | 2012-11-26 | 2030-12-31 | 569 | 649 | 515 | 435
10311 | Rheem | 610430-10/NPT-32-G | 2012-11-26 | 2030-12-31 | 461 | 516 | 401 | 323
10312 | Rheem | 610430-10/NPT-33-E | 2012-11-26 | 2030-12-31 | 589 | 672 | 533 | 451
10313 | Rheem | 610430-10/NPT-33-G | 2012-11-26 | 2030-12-31 | 486 | 544 | 424 | 343
10314 | Rheem | 610430-10/NPT-34-E | 2012-11-26 | 2030-12-31 | 610 | 695 | 552 | 467
10315 | Rheem | 610430-10/NPT-34-G | 2012-11-26 | 2030-12-31 | 511 | 573 | 447 | 363
10316 | Rheem | 610430-10/NPT-35-E | 2012-11-26 | 2030-12-31 | 631 | 718 | 571 | 484
10317 | Rheem | 610430-10/NPT-35-G | 2012-11-26 | 2030-12-31 | 537 | 602 | 471 | 383
10318 | Rheem | 610430-10/NPT-36-E | 2012-11-26 | 2030-12-31 | 642 | 727 | 580 | 491
10319 | Rheem | 610430-10/NPT-36-G | 2012-11-26 | 2030-12-31 | 544 | 607 | 477 | 388
10320 | Rheem | 610430-10/NPT-37-E | 2012-11-26 | 2030-12-31 | 653 | 736 | 589 | 498
10321 | Rheem | 610430-10/NPT-37-G | 2012-11-26 | 2030-12-31 | 551 | 612 | 483 | 393
10322 | Rheem | 610430-10/NPT-38-E | 2012-11-26 | 2030-12-31 | 664 | 746 | 598 | 506
10323 | Rheem | 610430-10/NPT-38-G | 2012-11-26 | 2030-12-31 | 559 | 618 | 489 | 398
10324 | Rheem | 610430-10/NPT-39-E | 2012-11-26 | 2030-12-31 | 675 | 755 | 607 | 513
10325 | Rheem | 610430-10/NPT-39-G | 2012-11-26 | 2030-12-31 | 566 | 623 | 495 | 403
10326 | Rheem | 610430-10/NPT-40-E | 2012-11-26 | 2030-12-31 | 686 | 765 | 616 | 521
10327 | Rheem | 610430-10/NPT-40-G | 2012-11-26 | 2030-12-31 | 574 | 628 | 501 | 408
10328 | Rheem | 610430-10/NPT-41-E | 2012-11-26 | 2030-12-31 | 697 | 774 | 625 | 528
10329 | Rheem | 610430-10/NPT-41-G | 2012-11-26 | 2030-12-31 | 581 | 634 | 507 | 413
10330 | Rheem | 610430-10/NPT-42-E | 2012-11-26 | 2030-12-31 | 708 | 784 | 634 | 536
10331 | Rheem | 610430-10/NPT-42-G | 2012-11-26 | 2030-12-31 | 589 | 639 | 513 | 418
10332 | Rheem | 610430-10/NPT-43-E | 2012-11-26 | 2030-12-31 | 719 | 793 | 643 | 543
10333 | Rheem | 610430-10/NPT-43-G | 2012-11-26 | 2030-12-31 | 596 | 644 | 519 | 423
10334 | Rheem | 610430-10/NPT-44-E | 2012-11-26 | 2030-12-31 | 730 | 803 | 653 | 551
10335 | Rheem | 610430-10/NPT-44-G | 2012-11-26 | 2030-12-31 | 604 | 650 | 526 | 428
10336 | Rheem | 610430-11/AP07-28-E | 2014-03-01 | 2030-12-31 | 487 | 559 | 441 | 371
10337 | Rheem | 610430-11/AP07-29-E | 2014-03-01 | 2030-12-31 | 507 | 581 | 459 | 386
10338 | Rheem | 610430-11/AP07-30-E | 2014-03-01 | 2030-12-31 | 527 | 604 | 477 | 402
10339 | Rheem | 610430-11/AP07-30-G | 2014-03-01 | 2030-12-31 | 301 | 327 | 246 | 183
10340 | Rheem | 610430-11/AP07-31-E | 2014-03-01 | 2030-12-31 | 547 | 626 | 496 | 418
10341 | Rheem | 610430-11/AP07-31-G | 2014-03-01 | 2030-12-31 | 334 | 366 | 277 | 209
10342 | Rheem | 610430-11/AP07-32-E | 2014-03-01 | 2030-12-31 | 568 | 649 | 514 | 434
10343 | Rheem | 610430-11/AP07-32-G | 2014-03-01 | 2030-12-31 | 368 | 405 | 308 | 236
10344 | Rheem | 610430-11/AP07-33-E | 2014-03-01 | 2030-12-31 | 588 | 671 | 533 | 450
10345 | Rheem | 610430-11/AP07-33-G | 2014-03-01 | 2030-12-31 | 401 | 445 | 339 | 263
10346 | Rheem | 610430-11/AP07-34-E | 2014-03-01 | 2030-12-31 | 608 | 694 | 551 | 466
10347 | Rheem | 610430-11/AP07-34-G | 2014-03-01 | 2030-12-31 | 435 | 484 | 370 | 290
10348 | Rheem | 610430-11/AP07-35-E | 2014-03-01 | 2030-12-31 | 629 | 716 | 569 | 482
10349 | Rheem | 610430-11/AP07-35-G | 2014-03-01 | 2030-12-31 | 468 | 523 | 401 | 317
10350 | Rheem | 610430-11/AP07-36-E | 2014-03-01 | 2030-12-31 | 649 | 739 | 588 | 498
10351 | Rheem | 610430-11/AP07-36-G | 2014-03-01 | 2030-12-31 | 502 | 563 | 432 | 344
10352 | Rheem | 610430-11/AP07-37-E | 2014-03-01 | 2030-12-31 | 669 | 761 | 606 | 514
10353 | Rheem | 610430-11/AP07-37-G | 2014-03-01 | 2030-12-31 | 535 | 602 | 463 | 371
10354 | Rheem | 610430-11/AP07-38-E | 2014-03-01 | 2030-12-31 | 690 | 784 | 625 | 530
10355 | Rheem | 610430-11/AP07-38-G | 2014-03-01 | 2030-12-31 | 569 | 642 | 495 | 398
10356 | Rheem | 610430-11/AP07-39-E | 2014-03-01 | 2030-12-31 | 701 | 793 | 634 | 537
10357 | Rheem | 610430-11/AP07-39-G | 2014-03-01 | 2030-12-31 | 586 | 661 | 511 | 412
10358 | Rheem | 610430-11/AP07-40-E | 2014-03-01 | 2030-12-31 | 712 | 803 | 643 | 545
10359 | Rheem | 610430-11/AP07-40-G | 2014-03-01 | 2030-12-31 | 604 | 681 | 527 | 426
10360 | Rheem | 610430-11/AP07-41-E | 2014-03-01 | 2030-12-31 | 723 | 812 | 652 | 553
10361 | Rheem | 610430-11/AP07-41-G | 2014-03-01 | 2030-12-31 | 622 | 700 | 543 | 440
10362 | Rheem | 610430-11/AP07-42-E | 2014-03-01 | 2030-12-31 | 734 | 822 | 662 | 560
10363 | Rheem | 610430-11/AP07-42-G | 2014-03-01 | 2030-12-31 | 640 | 720 | 560 | 454
10364 | Rheem | 610430-11/AP07-43-E | 2014-03-01 | 2030-12-31 | 745 | 832 | 671 | 568
10365 | Rheem | 610430-11/AP07-43-G | 2014-03-01 | 2030-12-31 | 658 | 740 | 576 | 469
10366 | Rheem | 610430-11/AP07-44-E | 2014-03-01 | 2030-12-31 | 756 | 841 | 680 | 576
10367 | Rheem | 610430-11/AP07-44-G | 2014-03-01 | 2030-12-31 | 676 | 759 | 592 | 483
10368 | Rheem | 610430-11/AP07-45-E | 2014-03-01 | 2030-12-31 | 767 | 851 | 690 | 583
10369 | Rheem | 610430-11/AP07-45-G | 2014-03-01 | 2030-12-31 | 694 | 779 | 609 | 497
10370 | Rheem | 610430-11/AP07-46-E | 2014-03-01 | 2030-12-31 | 778 | 860 | 699 | 591
10371 | Rheem | 610430-11/AP07-46-G | 2014-03-01 | 2030-12-31 | 712 | 798 | 625 | 511
10372 | Rheem | 610430-11/AP07-47-E | 2014-03-01 | 2030-12-31 | 789 | 870 | 708 | 599
10373 | Rheem | 610430-11/AP07-47-G | 2014-03-01 | 2030-12-31 | 730 | 818 | 641 | 525
10374 | Rheem | 610430-11/AP07-48-E | 2014-03-01 | 2030-12-31 | 801 | 880 | 718 | 607
10375 | Rheem | 610430-11/AP07-48-G | 2014-03-01 | 2030-12-31 | 748 | 838 | 658 | 540
10376 | Rheem | 610430-11/L-28-E | 2012-11-26 | 2030-12-31 | 487 | 559 | 441 | 371
10377 | Rheem | 610430-11/L-29-E | 2012-11-26 | 2030-12-31 | 507 | 581 | 459 | 386
10378 | Rheem | 610430-11/L-30-E | 2012-11-26 | 2030-12-31 | 527 | 604 | 477 | 402
10379 | Rheem | 610430-11/L-30-G | 2012-11-26 | 2030-12-31 | 301 | 327 | 246 | 183
10380 | Rheem | 610430-11/L-31-E | 2012-11-26 | 2030-12-31 | 547 | 626 | 496 | 418
10381 | Rheem | 610430-11/L-31-G | 2012-11-26 | 2030-12-31 | 334 | 366 | 277 | 209
10382 | Rheem | 610430-11/L-32-E | 2012-11-26 | 2030-12-31 | 568 | 649 | 514 | 434
10383 | Rheem | 610430-11/L-32-G | 2012-11-26 | 2030-12-31 | 368 | 405 | 308 | 236
10384 | Rheem | 610430-11/L-33-E | 2012-11-26 | 2030-12-31 | 588 | 671 | 533 | 450
10385 | Rheem | 610430-11/L-33-G | 2012-11-26 | 2030-12-31 | 401 | 445 | 339 | 263
10386 | Rheem | 610430-11/L-34-E | 2012-11-26 | 2030-12-31 | 608 | 694 | 551 | 466
10387 | Rheem | 610430-11/L-34-G | 2012-11-26 | 2030-12-31 | 435 | 484 | 370 | 290
10388 | Rheem | 610430-11/L-35-E | 2012-11-26 | 2030-12-31 | 629 | 716 | 569 | 482
10389 | Rheem | 610430-11/L-35-G | 2012-11-26 | 2030-12-31 | 468 | 523 | 401 | 317
10390 | Rheem | 610430-11/L-36-E | 2012-11-26 | 2030-12-31 | 649 | 739 | 588 | 498
10391 | Rheem | 610430-11/L-36-G | 2012-11-26 | 2030-12-31 | 502 | 563 | 432 | 344
10392 | Rheem | 610430-11/L-37-E | 2012-11-26 | 2030-12-31 | 669 | 761 | 606 | 514
10393 | Rheem | 610430-11/L-37-G | 2012-11-26 | 2030-12-31 | 535 | 602 | 463 | 371
10394 | Rheem | 610430-11/L-38-E | 2012-11-26 | 2030-12-31 | 690 | 784 | 625 | 530
10395 | Rheem | 610430-11/L-38-G | 2012-11-26 | 2030-12-31 | 569 | 642 | 495 | 398
10396 | Rheem | 610430-11/L-39-E | 2012-11-26 | 2030-12-31 | 701 | 793 | 634 | 537
10397 | Rheem | 610430-11/L-39-G | 2012-11-26 | 2030-12-31 | 586 | 661 | 511 | 412
10398 | Rheem | 610430-11/L-40-E | 2012-11-26 | 2030-12-31 | 712 | 803 | 643 | 545
10399 | Rheem | 610430-11/L-40-G | 2012-11-26 | 2030-12-31 | 604 | 681 | 527 | 426
10400 | Rheem | 610430-11/L-41-E | 2012-11-26 | 2030-12-31 | 723 | 812 | 652 | 553
10401 | Rheem | 610430-11/L-41-G | 2012-11-26 | 2030-12-31 | 622 | 700 | 543 | 440
10402 | Rheem | 610430-11/L-42-E | 2012-11-26 | 2030-12-31 | 734 | 822 | 662 | 560
10403 | Rheem | 610430-11/L-42-G | 2012-11-26 | 2030-12-31 | 640 | 720 | 560 | 454
10404 | Rheem | 610430-11/L-43-E | 2012-11-26 | 2030-12-31 | 745 | 832 | 671 | 568
10405 | Rheem | 610430-11/L-43-G | 2012-11-26 | 2030-12-31 | 658 | 740 | 576 | 469
10406 | Rheem | 610430-11/L-44-E | 2012-11-26 | 2030-12-31 | 756 | 841 | 680 | 576
10407 | Rheem | 610430-11/L-44-G | 2012-11-26 | 2030-12-31 | 676 | 759 | 592 | 483
10408 | Rheem | 610430-11/L-45-E | 2012-11-26 | 2030-12-31 | 767 | 851 | 690 | 583
10409 | Rheem | 610430-11/L-45-G | 2012-11-26 | 2030-12-31 | 694 | 779 | 609 | 497
10410 | Rheem | 610430-11/L-46-E | 2012-11-26 | 2030-12-31 | 778 | 860 | 699 | 591
10411 | Rheem | 610430-11/L-46-G | 2012-11-26 | 2030-12-31 | 712 | 798 | 625 | 511
10412 | Rheem | 610430-11/L-47-E | 2012-11-26 | 2030-12-31 | 789 | 870 | 708 | 599
10413 | Rheem | 610430-11/L-47-G | 2012-11-26 | 2030-12-31 | 730 | 818 | 641 | 525
10414 | Rheem | 610430-11/L-48-E | 2012-11-26 | 2030-12-31 | 801 | 880 | 718 | 607
10415 | Rheem | 610430-11/L-48-G | 2012-11-26 | 2030-12-31 | 748 | 838 | 658 | 540
10416 | Rheem | 610430-11/NPT-28-E | 2012-11-26 | 2030-12-31 | 487 | 559 | 441 | 371
10417 | Rheem | 610430-11/NPT-29-E | 2012-11-26 | 2030-12-31 | 507 | 581 | 459 | 386
10418 | Rheem | 610430-11/NPT-30-E | 2012-11-26 | 2030-12-31 | 527 | 604 | 477 | 402
10419 | Rheem | 610430-11/NPT-30-G | 2012-11-26 | 2030-12-31 | 301 | 327 | 246 | 183
10420 | Rheem | 610430-11/NPT-31-E | 2012-11-26 | 2030-12-31 | 547 | 626 | 496 | 418
10421 | Rheem | 610430-11/NPT-31-G | 2012-11-26 | 2030-12-31 | 334 | 366 | 277 | 209
10422 | Rheem | 610430-11/NPT-32-E | 2012-11-26 | 2030-12-31 | 568 | 649 | 514 | 434
10423 | Rheem | 610430-11/NPT-32-G | 2012-11-26 | 2030-12-31 | 368 | 405 | 308 | 236
10424 | Rheem | 610430-11/NPT-33-E | 2012-11-26 | 2030-12-31 | 588 | 671 | 533 | 450
10425 | Rheem | 610430-11/NPT-33-G | 2012-11-26 | 2030-12-31 | 401 | 445 | 339 | 263
10426 | Rheem | 610430-11/NPT-34-E | 2012-11-26 | 2030-12-31 | 608 | 694 | 551 | 466
10427 | Rheem | 610430-11/NPT-34-G | 2012-11-26 | 2030-12-31 | 435 | 484 | 370 | 290
10428 | Rheem | 610430-11/NPT-35-E | 2012-11-26 | 2030-12-31 | 629 | 716 | 569 | 482
10429 | Rheem | 610430-11/NPT-35-G | 2012-11-26 | 2030-12-31 | 468 | 523 | 401 | 317
10430 | Rheem | 610430-11/NPT-36-E | 2012-11-26 | 2030-12-31 | 649 | 739 | 588 | 498
10431 | Rheem | 610430-11/NPT-36-G | 2012-11-26 | 2030-12-31 | 502 | 563 | 432 | 344
10432 | Rheem | 610430-11/NPT-37-E | 2012-11-26 | 2030-12-31 | 669 | 761 | 606 | 514
10433 | Rheem | 610430-11/NPT-37-G | 2012-11-26 | 2030-12-31 | 535 | 602 | 463 | 371
10434 | Rheem | 610430-11/NPT-38-E | 2012-11-26 | 2030-12-31 | 690 | 784 | 625 | 530
10435 | Rheem | 610430-11/NPT-38-G | 2012-11-26 | 2030-12-31 | 569 | 642 | 495 | 398
10436 | Rheem | 610430-11/NPT-39-E | 2012-11-26 | 2030-12-31 | 701 | 793 | 634 | 537
10437 | Rheem | 610430-11/NPT-39-G | 2012-11-26 | 2030-12-31 | 586 | 661 | 511 | 412
10438 | Rheem | 610430-11/NPT-40-E | 2012-11-26 | 2030-12-31 | 712 | 803 | 643 | 545
10439 | Rheem | 610430-11/NPT-40-G | 2012-11-26 | 2030-12-31 | 604 | 681 | 527 | 426
10440 | Rheem | 610430-11/NPT-41-E | 2012-11-26 | 2030-12-31 | 723 | 812 | 652 | 553
10441 | Rheem | 610430-11/NPT-41-G | 2012-11-26 | 2030-12-31 | 622 | 700 | 543 | 440
10442 | Rheem | 610430-11/NPT-42-E | 2012-11-26 | 2030-12-31 | 734 | 822 | 662 | 560
10443 | Rheem | 610430-11/NPT-42-G | 2012-11-26 | 2030-12-31 | 640 | 720 | 560 | 454
10444 | Rheem | 610430-11/NPT-43-E | 2012-11-26 | 2030-12-31 | 745 | 832 | 671 | 568
10445 | Rheem | 610430-11/NPT-43-G | 2012-11-26 | 2030-12-31 | 658 | 740 | 576 | 469
10446 | Rheem | 610430-11/NPT-44-E | 2012-11-26 | 2030-12-31 | 756 | 841 | 680 | 576
10447 | Rheem | 610430-11/NPT-44-G | 2012-11-26 | 2030-12-31 | 676 | 759 | 592 | 483
10448 | Rheem | 610430-11/NPT-45-E | 2012-11-26 | 2030-12-31 | 767 | 851 | 690 | 583
10449 | Rheem | 610430-11/NPT-45-G | 2012-11-26 | 2030-12-31 | 694 | 779 | 609 | 497
10450 | Rheem | 610430-11/NPT-46-E | 2012-11-26 | 2030-12-31 | 778 | 860 | 699 | 591
10451 | Rheem | 610430-11/NPT-46-G | 2012-11-26 | 2030-12-31 | 712 | 798 | 625 | 511
10452 | Rheem | 610430-11/NPT-47-E | 2012-11-26 | 2030-12-31 | 789 | 870 | 708 | 599
10453 | Rheem | 610430-11/NPT-47-G | 2012-11-26 | 2030-12-31 | 730 | 818 | 641 | 525
10454 | Rheem | 610430-11/NPT-48-E | 2012-11-26 | 2030-12-31 | 801 | 880 | 718 | 607
10455 | Rheem | 610430-11/NPT-48-G | 2012-11-26 | 2030-12-31 | 748 | 838 | 658 | 540
10456 | Rheem | 610430-12/AP07-30-E | 2014-03-01 | 2030-12-31 | 522 | 599 | 473 | 399
10457 | Rheem | 610430-12/AP07-31-E | 2014-03-01 | 2030-12-31 | 542 | 621 | 491 | 414
10458 | Rheem | 610430-12/AP07-32-E | 2014-03-01 | 2030-12-31 | 562 | 643 | 509 | 430
10459 | Rheem | 610430-12/AP07-32-G | 2014-03-01 | 2030-12-31 | 346 | 376 | 287 | 216
10460 | Rheem | 610430-12/AP07-33-E | 2014-03-01 | 2030-12-31 | 583 | 666 | 528 | 446
10461 | Rheem | 610430-12/AP07-33-G | 2014-03-01 | 2030-12-31 | 375 | 410 | 314 | 239
10462 | Rheem | 610430-12/AP07-34-E | 2014-03-01 | 2030-12-31 | 603 | 688 | 546 | 462
10463 | Rheem | 610430-12/AP07-34-G | 2014-03-01 | 2030-12-31 | 404 | 444 | 341 | 263
10464 | Rheem | 610430-12/AP07-35-E | 2014-03-01 | 2030-12-31 | 623 | 711 | 565 | 478
10465 | Rheem | 610430-12/AP07-35-G | 2014-03-01 | 2030-12-31 | 433 | 478 | 368 | 286
10466 | Rheem | 610430-12/AP07-36-E | 2014-03-01 | 2030-12-31 | 644 | 733 | 583 | 494
10467 | Rheem | 610430-12/AP07-36-G | 2014-03-01 | 2030-12-31 | 462 | 512 | 395 | 310
10468 | Rheem | 610430-12/AP07-37-E | 2014-03-01 | 2030-12-31 | 664 | 755 | 601 | 510
10469 | Rheem | 610430-12/AP07-37-G | 2014-03-01 | 2030-12-31 | 492 | 546 | 422 | 333
10470 | Rheem | 610430-12/AP07-38-E | 2014-03-01 | 2030-12-31 | 684 | 778 | 620 | 526
10471 | Rheem | 610430-12/AP07-38-G | 2014-03-01 | 2030-12-31 | 521 | 580 | 449 | 357
10472 | Rheem | 610430-12/AP07-39-E | 2014-03-01 | 2030-12-31 | 705 | 800 | 638 | 542
10473 | Rheem | 610430-12/AP07-39-G | 2014-03-01 | 2030-12-31 | 550 | 614 | 476 | 380
10474 | Rheem | 610430-12/AP07-40-E | 2014-03-01 | 2030-12-31 | 725 | 823 | 657 | 558
10475 | Rheem | 610430-12/AP07-40-G | 2014-03-01 | 2030-12-31 | 579 | 648 | 503 | 404
10476 | Rheem | 610430-12/AP07-41-E | 2014-03-01 | 2030-12-31 | 745 | 845 | 675 | 574
10477 | Rheem | 610430-12/AP07-41-G | 2014-03-01 | 2030-12-31 | 608 | 682 | 530 | 427
10478 | Rheem | 610430-12/AP07-42-E | 2014-03-01 | 2030-12-31 | 766 | 868 | 694 | 590
10479 | Rheem | 610430-12/AP07-42-G | 2014-03-01 | 2030-12-31 | 638 | 717 | 558 | 451
10480 | Rheem | 610430-12/AP07-43-E | 2014-03-01 | 2030-12-31 | 773 | 872 | 699 | 594
10481 | Rheem | 610430-12/AP07-43-G | 2014-03-01 | 2030-12-31 | 651 | 730 | 570 | 461
10482 | Rheem | 610430-12/AP07-44-E | 2014-03-01 | 2030-12-31 | 780 | 876 | 705 | 598
10483 | Rheem | 610430-12/AP07-44-G | 2014-03-01 | 2030-12-31 | 665 | 744 | 582 | 471
10484 | Rheem | 610430-12/AP07-45-E | 2014-03-01 | 2030-12-31 | 787 | 880 | 710 | 603
10485 | Rheem | 610430-12/AP07-45-G | 2014-03-01 | 2030-12-31 | 678 | 757 | 594 | 482
10486 | Rheem | 610430-12/AP07-46-E | 2014-03-01 | 2030-12-31 | 794 | 884 | 716 | 607
10487 | Rheem | 610430-12/AP07-46-G | 2014-03-01 | 2030-12-31 | 692 | 771 | 606 | 492
10488 | Rheem | 610430-12/AP07-47-E | 2014-03-01 | 2030-12-31 | 801 | 888 | 721 | 611
10489 | Rheem | 610430-12/AP07-47-G | 2014-03-01 | 2030-12-31 | 705 | 784 | 618 | 502
10490 | Rheem | 610430-12/AP07-48-E | 2014-03-01 | 2030-12-31 | 808 | 892 | 727 | 616
10491 | Rheem | 610430-12/AP07-48-G | 2014-03-01 | 2030-12-31 | 719 | 798 | 630 | 513
10492 | Rheem | 610430-12/AP07-49-E | 2014-03-01 | 2030-12-31 | 815 | 896 | 732 | 620
10493 | Rheem | 610430-12/AP07-49-G | 2014-03-01 | 2030-12-31 | 733 | 811 | 642 | 523
10494 | Rheem | 610430-12/AP07-50-E | 2014-03-01 | 2030-12-31 | 822 | 900 | 738 | 624
10495 | Rheem | 610430-12/AP07-50-G | 2014-03-01 | 2030-12-31 | 746 | 825 | 654 | 533
10496 | Rheem | 610430-12/AP07-51-E | 2014-03-01 | 2030-12-31 | 829 | 904 | 743 | 629
10497 | Rheem | 610430-12/AP07-51-G | 2014-03-01 | 2030-12-31 | 760 | 838 | 666 | 544
10498 | Rheem | 610430-12/AP07-52-E | 2014-03-01 | 2030-12-31 | 836 | 908 | 749 | 633
10499 | Rheem | 610430-12/AP07-52-G | 2014-03-01 | 2030-12-31 | 773 | 852 | 678 | 554
10500 | Rheem | 610430-12/AP07-53-E | 2014-03-01 | 2030-12-31 | 843 | 912 | 754 | 637
10501 | Rheem | 610430-12/AP07-53-G | 2014-03-01 | 2030-12-31 | 787 | 865 | 690 | 564
10502 | Rheem | 610430-12/AP07-54-E | 2014-03-01 | 2030-12-31 | 850 | 917 | 760 | 642
10503 | Rheem | 610430-12/AP07-54-G | 2014-03-01 | 2030-12-31 | 801 | 879 | 702 | 575
10504 | Rheem | 610430-12/L-30-E | 2012-11-26 | 2030-12-31 | 522 | 599 | 473 | 399
10505 | Rheem | 610430-12/L-31-E | 2012-11-26 | 2030-12-31 | 542 | 621 | 491 | 414
10506 | Rheem | 610430-12/L-32-E | 2012-11-26 | 2030-12-31 | 562 | 643 | 509 | 430
10507 | Rheem | 610430-12/L-32-G | 2012-11-26 | 2030-12-31 | 346 | 376 | 287 | 216
10508 | Rheem | 610430-12/L-33-E | 2012-11-26 | 2030-12-31 | 583 | 666 | 528 | 446
10509 | Rheem | 610430-12/L-33-G | 2012-11-26 | 2030-12-31 | 375 | 410 | 314 | 239
10510 | Rheem | 610430-12/L-34-E | 2012-11-26 | 2030-12-31 | 603 | 688 | 546 | 462
10511 | Rheem | 610430-12/L-34-G | 2012-11-26 | 2030-12-31 | 404 | 444 | 341 | 263
10512 | Rheem | 610430-12/L-35-E | 2012-11-26 | 2030-12-31 | 623 | 711 | 565 | 478
10513 | Rheem | 610430-12/L-35-G | 2012-11-26 | 2030-12-31 | 433 | 478 | 368 | 286
10514 | Rheem | 610430-12/L-36-E | 2012-11-26 | 2030-12-31 | 644 | 733 | 583 | 494
10515 | Rheem | 610430-12/L-36-G | 2012-11-26 | 2030-12-31 | 462 | 512 | 395 | 310
10516 | Rheem | 610430-12/L-37-E | 2012-11-26 | 2030-12-31 | 664 | 755 | 601 | 510
10517 | Rheem | 610430-12/L-37-G | 2012-11-26 | 2030-12-31 | 492 | 546 | 422 | 333
10518 | Rheem | 610430-12/L-38-E | 2012-11-26 | 2030-12-31 | 684 | 778 | 620 | 526
10519 | Rheem | 610430-12/L-38-G | 2012-11-26 | 2030-12-31 | 521 | 580 | 449 | 357
10520 | Rheem | 610430-12/L-39-E | 2012-11-26 | 2030-12-31 | 705 | 800 | 638 | 542
10521 | Rheem | 610430-12/L-39-G | 2012-11-26 | 2030-12-31 | 550 | 614 | 476 | 380
10522 | Rheem | 610430-12/L-40-E | 2012-11-26 | 2030-12-31 | 725 | 823 | 657 | 558
10523 | Rheem | 610430-12/L-40-G | 2012-11-26 | 2030-12-31 | 579 | 648 | 503 | 404
10524 | Rheem | 610430-12/L-41-E | 2012-11-26 | 2030-12-31 | 745 | 845 | 675 | 574
10525 | Rheem | 610430-12/L-41-G | 2012-11-26 | 2030-12-31 | 608 | 682 | 530 | 427
10526 | Rheem | 610430-12/L-42-E | 2012-11-26 | 2030-12-31 | 766 | 868 | 694 | 590
10527 | Rheem | 610430-12/L-42-G | 2012-11-26 | 2030-12-31 | 638 | 717 | 558 | 451
10528 | Rheem | 610430-12/L-43-E | 2012-11-26 | 2030-12-31 | 773 | 872 | 699 | 594
10529 | Rheem | 610430-12/L-43-G | 2012-11-26 | 2030-12-31 | 651 | 730 | 570 | 461
10530 | Rheem | 610430-12/L-44-E | 2012-11-26 | 2030-12-31 | 780 | 876 | 705 | 598
10531 | Rheem | 610430-12/L-44-G | 2012-11-26 | 2030-12-31 | 665 | 744 | 582 | 471
10532 | Rheem | 610430-12/L-45-E | 2012-11-26 | 2030-12-31 | 787 | 880 | 710 | 603
10533 | Rheem | 610430-12/L-45-G | 2012-11-26 | 2030-12-31 | 678 | 757 | 594 | 482
10534 | Rheem | 610430-12/L-46-E | 2012-11-26 | 2030-12-31 | 794 | 884 | 716 | 607
10535 | Rheem | 610430-12/L-46-G | 2012-11-26 | 2030-12-31 | 692 | 771 | 606 | 492
10536 | Rheem | 610430-12/L-47-E | 2012-11-26 | 2030-12-31 | 801 | 888 | 721 | 611
10537 | Rheem | 610430-12/L-47-G | 2012-11-26 | 2030-12-31 | 705 | 784 | 618 | 502
10538 | Rheem | 610430-12/L-48-E | 2012-11-26 | 2030-12-31 | 808 | 892 | 727 | 616
10539 | Rheem | 610430-12/L-48-G | 2012-11-26 | 2030-12-31 | 719 | 798 | 630 | 513
10540 | Rheem | 610430-12/L-49-E | 2012-11-26 | 2030-12-31 | 815 | 896 | 732 | 620
10541 | Rheem | 610430-12/L-49-G | 2012-11-26 | 2030-12-31 | 733 | 811 | 642 | 523
10542 | Rheem | 610430-12/L-50-E | 2012-11-26 | 2030-12-31 | 822 | 900 | 738 | 624
10543 | Rheem | 610430-12/L-50-G | 2012-11-26 | 2030-12-31 | 746 | 825 | 654 | 533
10544 | Rheem | 610430-12/L-51-E | 2012-11-26 | 2030-12-31 | 829 | 904 | 743 | 629
10545 | Rheem | 610430-12/L-51-G | 2012-11-26 | 2030-12-31 | 760 | 838 | 666 | 544
10546 | Rheem | 610430-12/L-52-E | 2012-11-26 | 2030-12-31 | 836 | 908 | 749 | 633
10547 | Rheem | 610430-12/L-52-G | 2012-11-26 | 2030-12-31 | 773 | 852 | 678 | 554
10548 | Rheem | 610430-12/L-53-E | 2012-11-26 | 2030-12-31 | 843 | 912 | 754 | 637
10549 | Rheem | 610430-12/L-53-G | 2012-11-26 | 2030-12-31 | 787 | 865 | 690 | 564
10550 | Rheem | 610430-12/L-54-E | 2012-11-26 | 2030-12-31 | 850 | 917 | 760 | 642
10551 | Rheem | 610430-12/L-54-G | 2012-11-26 | 2030-12-31 | 801 | 879 | 702 | 575
10552 | Rheem | 610430-12/NPT-30-E | 2012-11-26 | 2030-12-31 | 522 | 599 | 473 | 399
10553 | Rheem | 610430-12/NPT-31-E | 2012-11-26 | 2030-12-31 | 542 | 621 | 491 | 414
10554 | Rheem | 610430-12/NPT-32-E | 2012-11-26 | 2030-12-31 | 562 | 643 | 509 | 430
10555 | Rheem | 610430-12/NPT-32-G | 2012-11-26 | 2030-12-31 | 346 | 376 | 287 | 216
10556 | Rheem | 610430-12/NPT-33-E | 2012-11-26 | 2030-12-31 | 583 | 666 | 528 | 446
10557 | Rheem | 610430-12/NPT-33-G | 2012-11-26 | 2030-12-31 | 375 | 410 | 314 | 239
10558 | Rheem | 610430-12/NPT-34-E | 2012-11-26 | 2030-12-31 | 603 | 688 | 546 | 462
10559 | Rheem | 610430-12/NPT-34-G | 2012-11-26 | 2030-12-31 | 404 | 444 | 341 | 263
10560 | Rheem | 610430-12/NPT-35-E | 2012-11-26 | 2030-12-31 | 623 | 711 | 565 | 478
10561 | Rheem | 610430-12/NPT-35-G | 2012-11-26 | 2030-12-31 | 433 | 478 | 368 | 286
10562 | Rheem | 610430-12/NPT-36-E | 2012-11-26 | 2030-12-31 | 644 | 733 | 583 | 494
10563 | Rheem | 610430-12/NPT-36-G | 2012-11-26 | 2030-12-31 | 462 | 512 | 395 | 310
10564 | Rheem | 610430-12/NPT-37-E | 2012-11-26 | 2030-12-31 | 664 | 755 | 601 | 510
10565 | Rheem | 610430-12/NPT-37-G | 2012-11-26 | 2030-12-31 | 492 | 546 | 422 | 333
10566 | Rheem | 610430-12/NPT-38-E | 2012-11-26 | 2030-12-31 | 684 | 778 | 620 | 526
10567 | Rheem | 610430-12/NPT-38-G | 2012-11-26 | 2030-12-31 | 521 | 580 | 449 | 357
10568 | Rheem | 610430-12/NPT-39-E | 2012-11-26 | 2030-12-31 | 705 | 800 | 638 | 542
10569 | Rheem | 610430-12/NPT-39-G | 2012-11-26 | 2030-12-31 | 550 | 614 | 476 | 380
10570 | Rheem | 610430-12/NPT-40-E | 2012-11-26 | 2030-12-31 | 725 | 823 | 657 | 558
10571 | Rheem | 610430-12/NPT-40-G | 2012-11-26 | 2030-12-31 | 579 | 648 | 503 | 404
10572 | Rheem | 610430-12/NPT-41-E | 2012-11-26 | 2030-12-31 | 745 | 845 | 675 | 574
10573 | Rheem | 610430-12/NPT-41-G | 2012-11-26 | 2030-12-31 | 608 | 682 | 530 | 427
10574 | Rheem | 610430-12/NPT-42-E | 2012-11-26 | 2030-12-31 | 766 | 868 | 694 | 590
10575 | Rheem | 610430-12/NPT-42-G | 2012-11-26 | 2030-12-31 | 638 | 717 | 558 | 451
10576 | Rheem | 610430-12/NPT-43-E | 2012-11-26 | 2030-12-31 | 773 | 872 | 699 | 594
10577 | Rheem | 610430-12/NPT-43-G | 2012-11-26 | 2030-12-31 | 651 | 730 | 570 | 461
10578 | Rheem | 610430-12/NPT-44-E | 2012-11-26 | 2030-12-31 | 780 | 876 | 705 | 598
10579 | Rheem | 610430-12/NPT-44-G | 2012-11-26 | 2030-12-31 | 665 | 744 | 582 | 471
10580 | Rheem | 610430-12/NPT-45-E | 2012-11-26 | 2030-12-31 | 787 | 880 | 710 | 603
10581 | Rheem | 610430-12/NPT-45-G | 2012-11-26 | 2030-12-31 | 678 | 757 | 594 | 482
10582 | Rheem | 610430-12/NPT-46-E | 2012-11-26 | 2030-12-31 | 794 | 884 | 716 | 607
10583 | Rheem | 610430-12/NPT-46-G | 2012-11-26 | 2030-12-31 | 692 | 771 | 606 | 492
10584 | Rheem | 610430-12/NPT-47-E | 2012-11-26 | 2030-12-31 | 801 | 888 | 721 | 611
10585 | Rheem | 610430-12/NPT-47-G | 2012-11-26 | 2030-12-31 | 705 | 784 | 618 | 502
10586 | Rheem | 610430-12/NPT-48-E | 2012-11-26 | 2030-12-31 | 808 | 892 | 727 | 616
10587 | Rheem | 610430-12/NPT-48-G | 2012-11-26 | 2030-12-31 | 719 | 798 | 630 | 513
10588 | Rheem | 610430-12/NPT-49-E | 2012-11-26 | 2030-12-31 | 815 | 896 | 732 | 620
10589 | Rheem | 610430-12/NPT-49-G | 2012-11-26 | 2030-12-31 | 733 | 811 | 642 | 523
10590 | Rheem | 610430-12/NPT-50-E | 2012-11-26 | 2030-12-31 | 822 | 900 | 738 | 624
10591 | Rheem | 610430-12/NPT-50-G | 2012-11-26 | 2030-12-31 | 746 | 825 | 654 | 533
10592 | Rheem | 610430-12/NPT-51-E | 2012-11-26 | 2030-12-31 | 829 | 904 | 743 | 629
10593 | Rheem | 610430-12/NPT-51-G | 2012-11-26 | 2030-12-31 | 760 | 838 | 666 | 544
10594 | Rheem | 610430-12/NPT-52-E | 2012-11-26 | 2030-12-31 | 836 | 908 | 749 | 633
10595 | Rheem | 610430-12/NPT-52-G | 2012-11-26 | 2030-12-31 | 773 | 852 | 678 | 554
10596 | Rheem | 610430-12/NPT-53-E | 2012-11-26 | 2030-12-31 | 843 | 912 | 754 | 637
10597 | Rheem | 610430-12/NPT-53-G | 2012-11-26 | 2030-12-31 | 787 | 865 | 690 | 564
10598 | Rheem | 610430-12/NPT-54-E | 2012-11-26 | 2030-12-31 | 850 | 917 | 760 | 642
10599 | Rheem | 610430-12/NPT-54-G | 2012-11-26 | 2030-12-31 | 801 | 879 | 702 | 575
10600 | Rheem | 610430-13/AP07-34-E | 2014-03-01 | 2030-12-31 | 596 | 683 | 538 | 452
10601 | Rheem | 610430-13/AP07-34-G | 2014-03-01 | 2030-12-31 | 416 | 458 | 351 | 272
10602 | Rheem | 610430-13/AP07-35-E | 2014-03-01 | 2030-12-31 | 616 | 705 | 556 | 467
10603 | Rheem | 610430-13/AP07-35-G | 2014-03-01 | 2030-12-31 | 440 | 486 | 373 | 291
10604 | Rheem | 610430-13/AP07-36-E | 2014-03-01 | 2030-12-31 | 636 | 727 | 574 | 483
10605 | Rheem | 610430-13/AP07-36-G | 2014-03-01 | 2030-12-31 | 465 | 514 | 396 | 311
10606 | Rheem | 610430-13/AP07-37-E | 2014-03-01 | 2030-12-31 | 656 | 749 | 592 | 499
10607 | Rheem | 610430-13/AP07-37-G | 2014-03-01 | 2030-12-31 | 489 | 542 | 418 | 330
10608 | Rheem | 610430-13/AP07-38-E | 2014-03-01 | 2030-12-31 | 676 | 772 | 611 | 515
10609 | Rheem | 610430-13/AP07-38-G | 2014-03-01 | 2030-12-31 | 514 | 570 | 441 | 350
10610 | Rheem | 610430-13/AP07-39-E | 2014-03-01 | 2030-12-31 | 696 | 794 | 629 | 531
10611 | Rheem | 610430-13/AP07-39-G | 2014-03-01 | 2030-12-31 | 538 | 598 | 463 | 369
10612 | Rheem | 610430-13/AP07-40-E | 2014-03-01 | 2030-12-31 | 717 | 816 | 647 | 547
10613 | Rheem | 610430-13/AP07-40-G | 2014-03-01 | 2030-12-31 | 563 | 626 | 486 | 389
10614 | Rheem | 610430-13/AP07-41-E | 2014-03-01 | 2030-12-31 | 737 | 838 | 665 | 562
10615 | Rheem | 610430-13/AP07-41-G | 2014-03-01 | 2030-12-31 | 588 | 654 | 509 | 408
10616 | Rheem | 610430-13/AP07-42-E | 2014-03-01 | 2030-12-31 | 757 | 861 | 684 | 578
10617 | Rheem | 610430-13/AP07-42-G | 2014-03-01 | 2030-12-31 | 612 | 682 | 531 | 428
10618 | Rheem | 610430-13/AP07-43-E | 2014-03-01 | 2030-12-31 | 777 | 883 | 702 | 594
10619 | Rheem | 610430-13/AP07-43-G | 2014-03-01 | 2030-12-31 | 637 | 710 | 554 | 447
10620 | Rheem | 610430-13/AP07-44-E | 2014-03-01 | 2030-12-31 | 797 | 905 | 720 | 610
10621 | Rheem | 610430-13/AP07-44-G | 2014-03-01 | 2030-12-31 | 661 | 738 | 576 | 467
10622 | Rheem | 610430-13/AP07-45-E | 2014-03-01 | 2030-12-31 | 817 | 927 | 738 | 626
10623 | Rheem | 610430-13/AP07-45-G | 2014-03-01 | 2030-12-31 | 686 | 766 | 599 | 486
10624 | Rheem | 610430-13/AP07-46-E | 2014-03-01 | 2030-12-31 | 838 | 950 | 757 | 642
10625 | Rheem | 610430-13/AP07-46-G | 2014-03-01 | 2030-12-31 | 711 | 794 | 622 | 506
10626 | Rheem | 610430-13/AP07-47-E | 2014-03-01 | 2030-12-31 | 848 | 958 | 765 | 649
10627 | Rheem | 610430-13/AP07-47-G | 2014-03-01 | 2030-12-31 | 717 | 798 | 627 | 510
10628 | Rheem | 610430-13/AP07-48-E | 2014-03-01 | 2030-12-31 | 858 | 966 | 774 | 656
10629 | Rheem | 610430-13/AP07-48-G | 2014-03-01 | 2030-12-31 | 724 | 802 | 633 | 515
10630 | Rheem | 610430-13/AP07-49-E | 2014-03-01 | 2030-12-31 | 868 | 975 | 782 | 663
10631 | Rheem | 610430-13/AP07-49-G | 2014-03-01 | 2030-12-31 | 730 | 807 | 638 | 519
10632 | Rheem | 610430-13/AP07-50-E | 2014-03-01 | 2030-12-31 | 878 | 983 | 791 | 670
10633 | Rheem | 610430-13/AP07-50-G | 2014-03-01 | 2030-12-31 | 737 | 811 | 644 | 524
10634 | Rheem | 610430-13/AP07-51-E | 2014-03-01 | 2030-12-31 | 888 | 992 | 799 | 677
10635 | Rheem | 610430-13/AP07-51-G | 2014-03-01 | 2030-12-31 | 744 | 815 | 649 | 528
10636 | Rheem | 610430-13/AP07-52-E | 2014-03-01 | 2030-12-31 | 898 | 1000 | 808 | 684
10637 | Rheem | 610430-13/AP07-52-G | 2014-03-01 | 2030-12-31 | 750 | 820 | 655 | 533
10638 | Rheem | 610430-13/AP07-53-E | 2014-03-01 | 2030-12-31 | 908 | 1009 | 816 | 691
10639 | Rheem | 610430-13/AP07-53-G | 2014-03-01 | 2030-12-31 | 757 | 824 | 660 | 537
10640 | Rheem | 610430-13/AP07-54-E | 2014-03-01 | 2030-12-31 | 918 | 1017 | 825 | 698
10641 | Rheem | 610430-13/AP07-54-G | 2014-03-01 | 2030-12-31 | 764 | 828 | 666 | 542
10642 | Rheem | 610430-13/AP07-55-E | 2014-03-01 | 2030-12-31 | 928 | 1026 | 833 | 705
10643 | Rheem | 610430-13/AP07-55-G | 2014-03-01 | 2030-12-31 | 770 | 833 | 671 | 546
10644 | Rheem | 610430-13/AP07-56-E | 2014-03-01 | 2030-12-31 | 938 | 1034 | 842 | 712
10645 | Rheem | 610430-13/AP07-56-G | 2014-03-01 | 2030-12-31 | 777 | 837 | 677 | 551
10646 | Rheem | 610430-13/AP07-57-E | 2014-03-01 | 2030-12-31 | 949 | 1043 | 851 | 719
10647 | Rheem | 610430-13/AP07-57-G | 2014-03-01 | 2030-12-31 | 784 | 842 | 683 | 556
10648 | Rheem | 610430-13/L-34-E | 2012-11-26 | 2030-12-31 | 596 | 683 | 538 | 452
10649 | Rheem | 610430-13/L-34-G | 2012-11-26 | 2030-12-31 | 416 | 458 | 351 | 272
10650 | Rheem | 610430-13/L-35-E | 2012-11-26 | 2030-12-31 | 616 | 705 | 556 | 467
10651 | Rheem | 610430-13/L-35-G | 2012-11-26 | 2030-12-31 | 440 | 486 | 373 | 291
10652 | Rheem | 610430-13/L-36-E | 2012-11-26 | 2030-12-31 | 636 | 727 | 574 | 483
10653 | Rheem | 610430-13/L-36-G | 2012-11-26 | 2030-12-31 | 465 | 514 | 396 | 311
10654 | Rheem | 610430-13/L-37-E | 2012-11-26 | 2030-12-31 | 656 | 749 | 592 | 499
10655 | Rheem | 610430-13/L-37-G | 2012-11-26 | 2030-12-31 | 489 | 542 | 418 | 330
10656 | Rheem | 610430-13/L-38-E | 2012-11-26 | 2030-12-31 | 676 | 772 | 611 | 515
10657 | Rheem | 610430-13/L-38-G | 2012-11-26 | 2030-12-31 | 514 | 570 | 441 | 350
10658 | Rheem | 610430-13/L-39-E | 2012-11-26 | 2030-12-31 | 696 | 794 | 629 | 531
10659 | Rheem | 610430-13/L-39-G | 2012-11-26 | 2030-12-31 | 538 | 598 | 463 | 369
10660 | Rheem | 610430-13/L-40-E | 2012-11-26 | 2030-12-31 | 717 | 816 | 647 | 547
10661 | Rheem | 610430-13/L-40-G | 2012-11-26 | 2030-12-31 | 563 | 626 | 486 | 389
10662 | Rheem | 610430-13/L-41-E | 2012-11-26 | 2030-12-31 | 737 | 838 | 665 | 562
10663 | Rheem | 610430-13/L-41-G | 2012-11-26 | 2030-12-31 | 588 | 654 | 509 | 408
10664 | Rheem | 610430-13/L-42-E | 2012-11-26 | 2030-12-31 | 757 | 861 | 684 | 578
10665 | Rheem | 610430-13/L-42-G | 2012-11-26 | 2030-12-31 | 612 | 682 | 531 | 428
10666 | Rheem | 610430-13/L-43-E | 2012-11-26 | 2030-12-31 | 777 | 883 | 702 | 594
10667 | Rheem | 610430-13/L-43-G | 2012-11-26 | 2030-12-31 | 637 | 710 | 554 | 447
10668 | Rheem | 610430-13/L-44-E | 2012-11-26 | 2030-12-31 | 797 | 905 | 720 | 610
10669 | Rheem | 610430-13/L-44-G | 2012-11-26 | 2030-12-31 | 661 | 738 | 576 | 467
10670 | Rheem | 610430-13/L-45-E | 2012-11-26 | 2030-12-31 | 817 | 927 | 738 | 626
10671 | Rheem | 610430-13/L-45-G | 2012-11-26 | 2030-12-31 | 686 | 766 | 599 | 486
10672 | Rheem | 610430-13/L-46-E | 2012-11-26 | 2030-12-31 | 838 | 950 | 757 | 642
10673 | Rheem | 610430-13/L-46-G | 2012-11-26 | 2030-12-31 | 711 | 794 | 622 | 506
10674 | Rheem | 610430-13/L-47-E | 2012-11-26 | 2030-12-31 | 848 | 958 | 765 | 649
10675 | Rheem | 610430-13/L-47-G | 2012-11-26 | 2030-12-31 | 717 | 798 | 627 | 510
10676 | Rheem | 610430-13/L-48-E | 2012-11-26 | 2030-12-31 | 858 | 966 | 774 | 656
10677 | Rheem | 610430-13/L-48-G | 2012-11-26 | 2030-12-31 | 724 | 802 | 633 | 515
10678 | Rheem | 610430-13/L-49-E | 2012-11-26 | 2030-12-31 | 868 | 975 | 782 | 663
10679 | Rheem | 610430-13/L-49-G | 2012-11-26 | 2030-12-31 | 730 | 807 | 638 | 519
10680 | Rheem | 610430-13/L-50-E | 2012-11-26 | 2030-12-31 | 878 | 983 | 791 | 670
10681 | Rheem | 610430-13/L-50-G | 2012-11-26 | 2030-12-31 | 737 | 811 | 644 | 524
10682 | Rheem | 610430-13/L-51-E | 2012-11-26 | 2030-12-31 | 888 | 992 | 799 | 677
10683 | Rheem | 610430-13/L-51-G | 2012-11-26 | 2030-12-31 | 744 | 815 | 649 | 528
10684 | Rheem | 610430-13/L-52-E | 2012-11-26 | 2030-12-31 | 898 | 1000 | 808 | 684
10685 | Rheem | 610430-13/L-52-G | 2012-11-26 | 2030-12-31 | 750 | 820 | 655 | 533
10686 | Rheem | 610430-13/L-53-E | 2012-11-26 | 2030-12-31 | 908 | 1009 | 816 | 691
10687 | Rheem | 610430-13/L-53-G | 2012-11-26 | 2030-12-31 | 757 | 824 | 660 | 537
10688 | Rheem | 610430-13/L-54-E | 2012-11-26 | 2030-12-31 | 918 | 1017 | 825 | 698
10689 | Rheem | 610430-13/L-54-G | 2012-11-26 | 2030-12-31 | 764 | 828 | 666 | 542
10690 | Rheem | 610430-13/L-55-E | 2012-11-26 | 2030-12-31 | 928 | 1026 | 833 | 705
10691 | Rheem | 610430-13/L-55-G | 2012-11-26 | 2030-12-31 | 770 | 833 | 671 | 546
10692 | Rheem | 610430-13/L-56-E | 2012-11-26 | 2030-12-31 | 938 | 1034 | 842 | 712
10693 | Rheem | 610430-13/L-56-G | 2012-11-26 | 2030-12-31 | 777 | 837 | 677 | 551
10694 | Rheem | 610430-13/L-57-E | 2012-11-26 | 2030-12-31 | 949 | 1043 | 851 | 719
10695 | Rheem | 610430-13/L-57-G | 2012-11-26 | 2030-12-31 | 784 | 842 | 683 | 556
10696 | Rheem | 610430-13/NPT-34-E | 2012-11-26 | 2030-12-31 | 596 | 683 | 538 | 452
10697 | Rheem | 610430-13/NPT-34-G | 2012-11-26 | 2030-12-31 | 416 | 458 | 351 | 272
10698 | Rheem | 610430-13/NPT-35-E | 2012-11-26 | 2030-12-31 | 616 | 705 | 556 | 467
10699 | Rheem | 610430-13/NPT-35-G | 2012-11-26 | 2030-12-31 | 440 | 486 | 373 | 291
10700 | Rheem | 610430-13/NPT-36-E | 2012-11-26 | 2030-12-31 | 636 | 727 | 574 | 483
10701 | Rheem | 610430-13/NPT-36-G | 2012-11-26 | 2030-12-31 | 465 | 514 | 396 | 311
10702 | Rheem | 610430-13/NPT-37-E | 2012-11-26 | 2030-12-31 | 656 | 749 | 592 | 499
10703 | Rheem | 610430-13/NPT-37-G | 2012-11-26 | 2030-12-31 | 489 | 542 | 418 | 330
10704 | Rheem | 610430-13/NPT-38-E | 2012-11-26 | 2030-12-31 | 676 | 772 | 611 | 515
10705 | Rheem | 610430-13/NPT-38-G | 2012-11-26 | 2030-12-31 | 514 | 570 | 441 | 350
10706 | Rheem | 610430-13/NPT-39-E | 2012-11-26 | 2030-12-31 | 696 | 794 | 629 | 531
10707 | Rheem | 610430-13/NPT-39-G | 2012-11-26 | 2030-12-31 | 538 | 598 | 463 | 369
10708 | Rheem | 610430-13/NPT-40-E | 2012-11-26 | 2030-12-31 | 717 | 816 | 647 | 547
10709 | Rheem | 610430-13/NPT-40-G | 2012-11-26 | 2030-12-31 | 563 | 626 | 486 | 389
10710 | Rheem | 610430-13/NPT-41-E | 2012-11-26 | 2030-12-31 | 737 | 838 | 665 | 562
10711 | Rheem | 610430-13/NPT-41-G | 2012-11-26 | 2030-12-31 | 588 | 654 | 509 | 408
10712 | Rheem | 610430-13/NPT-42-E | 2012-11-26 | 2030-12-31 | 757 | 861 | 684 | 578
10713 | Rheem | 610430-13/NPT-42-G | 2012-11-26 | 2030-12-31 | 612 | 682 | 531 | 428
10714 | Rheem | 610430-13/NPT-43-E | 2012-11-26 | 2030-12-31 | 777 | 883 | 702 | 594
10715 | Rheem | 610430-13/NPT-43-G | 2012-11-26 | 2030-12-31 | 637 | 710 | 554 | 447
10716 | Rheem | 610430-13/NPT-44-E | 2012-11-26 | 2030-12-31 | 797 | 905 | 720 | 610
10717 | Rheem | 610430-13/NPT-44-G | 2012-11-26 | 2030-12-31 | 661 | 738 | 576 | 467
10718 | Rheem | 610430-13/NPT-45-E | 2012-11-26 | 2030-12-31 | 817 | 927 | 738 | 626
10719 | Rheem | 610430-13/NPT-45-G | 2012-11-26 | 2030-12-31 | 686 | 766 | 599 | 486
10720 | Rheem | 610430-13/NPT-46-E | 2012-11-26 | 2030-12-31 | 838 | 950 | 757 | 642
10721 | Rheem | 610430-13/NPT-46-G | 2012-11-26 | 2030-12-31 | 711 | 794 | 622 | 506
10722 | Rheem | 610430-13/NPT-47-E | 2012-11-26 | 2030-12-31 | 848 | 958 | 765 | 649
10723 | Rheem | 610430-13/NPT-47-G | 2012-11-26 | 2030-12-31 | 717 | 798 | 627 | 510
10724 | Rheem | 610430-13/NPT-48-E | 2012-11-26 | 2030-12-31 | 858 | 966 | 774 | 656
10725 | Rheem | 610430-13/NPT-48-G | 2012-11-26 | 2030-12-31 | 724 | 802 | 633 | 515
10726 | Rheem | 610430-13/NPT-49-E | 2012-11-26 | 2030-12-31 | 868 | 975 | 782 | 663
10727 | Rheem | 610430-13/NPT-49-G | 2012-11-26 | 2030-12-31 | 730 | 807 | 638 | 519
10728 | Rheem | 610430-13/NPT-50-E | 2012-11-26 | 2030-12-31 | 878 | 983 | 791 | 670
10729 | Rheem | 610430-13/NPT-50-G | 2012-11-26 | 2030-12-31 | 737 | 811 | 644 | 524
10730 | Rheem | 610430-13/NPT-51-E | 2012-11-26 | 2030-12-31 | 888 | 992 | 799 | 677
10731 | Rheem | 610430-13/NPT-51-G | 2012-11-26 | 2030-12-31 | 744 | 815 | 649 | 528
10732 | Rheem | 610430-13/NPT-52-E | 2012-11-26 | 2030-12-31 | 898 | 1000 | 808 | 684
10733 | Rheem | 610430-13/NPT-52-G | 2012-11-26 | 2030-12-31 | 750 | 820 | 655 | 533
10734 | Rheem | 610430-13/NPT-53-E | 2012-11-26 | 2030-12-31 | 908 | 1009 | 816 | 691
10735 | Rheem | 610430-13/NPT-53-G | 2012-11-26 | 2030-12-31 | 757 | 824 | 660 | 537
10736 | Rheem | 610430-13/NPT-54-E | 2012-11-26 | 2030-12-31 | 918 | 1017 | 825 | 698
10737 | Rheem | 610430-13/NPT-54-G | 2012-11-26 | 2030-12-31 | 764 | 828 | 666 | 542
10738 | Rheem | 610430-13/NPT-55-E | 2012-11-26 | 2030-12-31 | 928 | 1026 | 833 | 705
10739 | Rheem | 610430-13/NPT-55-G | 2012-11-26 | 2030-12-31 | 770 | 833 | 671 | 546
10740 | Rheem | 610430-13/NPT-56-E | 2012-11-26 | 2030-12-31 | 938 | 1034 | 842 | 712
10741 | Rheem | 610430-13/NPT-56-G | 2012-11-26 | 2030-12-31 | 777 | 837 | 677 | 551
10742 | Rheem | 610430-13/NPT-57-E | 2012-11-26 | 2030-12-31 | 949 | 1043 | 851 | 719
10743 | Rheem | 610430-13/NPT-57-G | 2012-11-26 | 2030-12-31 | 784 | 842 | 683 | 556
10744 | Rheem | 610430-14/AP07-36-E | 2014-03-01 | 2030-12-31 | 629 | 722 | 569 | 479
10745 | Rheem | 610430-14/AP07-36-G | 2014-03-01 | 2030-12-31 | 441 | 487 | 374 | 292
10746 | Rheem | 610430-14/AP07-37-E | 2014-03-01 | 2030-12-31 | 649 | 744 | 587 | 494
10747 | Rheem | 610430-14/AP07-37-G | 2014-03-01 | 2030-12-31 | 463 | 511 | 394 | 309
10748 | Rheem | 610430-14/AP07-38-E | 2014-03-01 | 2030-12-31 | 669 | 766 | 605 | 510
10749 | Rheem | 610430-14/AP07-38-G | 2014-03-01 | 2030-12-31 | 485 | 536 | 414 | 327
10750 | Rheem | 610430-14/AP07-39-E | 2014-03-01 | 2030-12-31 | 689 | 788 | 623 | 526
10751 | Rheem | 610430-14/AP07-39-G | 2014-03-01 | 2030-12-31 | 507 | 561 | 435 | 344
10752 | Rheem | 610430-14/AP07-40-E | 2014-03-01 | 2030-12-31 | 709 | 810 | 642 | 542
10753 | Rheem | 610430-14/AP07-40-G | 2014-03-01 | 2030-12-31 | 530 | 585 | 455 | 362
10754 | Rheem | 610430-14/AP07-41-E | 2014-03-01 | 2030-12-31 | 729 | 832 | 660 | 558
10755 | Rheem | 610430-14/AP07-41-G | 2014-03-01 | 2030-12-31 | 552 | 610 | 475 | 379
10756 | Rheem | 610430-14/AP07-42-E | 2014-03-01 | 2030-12-31 | 749 | 854 | 678 | 574
10757 | Rheem | 610430-14/AP07-42-G | 2014-03-01 | 2030-12-31 | 574 | 635 | 496 | 397
10758 | Rheem | 610430-14/AP07-43-E | 2014-03-01 | 2030-12-31 | 769 | 877 | 697 | 590
10759 | Rheem | 610430-14/AP07-43-G | 2014-03-01 | 2030-12-31 | 597 | 660 | 516 | 414
10760 | Rheem | 610430-14/AP07-44-E | 2014-03-01 | 2030-12-31 | 789 | 899 | 715 | 605
10761 | Rheem | 610430-14/AP07-44-G | 2014-03-01 | 2030-12-31 | 619 | 684 | 536 | 432
10762 | Rheem | 610430-14/AP07-45-E | 2014-03-01 | 2030-12-31 | 809 | 921 | 733 | 621
10763 | Rheem | 610430-14/AP07-45-G | 2014-03-01 | 2030-12-31 | 641 | 709 | 557 | 449
10764 | Rheem | 610430-14/AP07-46-E | 2014-03-01 | 2030-12-31 | 829 | 943 | 751 | 637
10765 | Rheem | 610430-14/AP07-46-G | 2014-03-01 | 2030-12-31 | 663 | 734 | 577 | 467
10766 | Rheem | 610430-14/AP07-47-E | 2014-03-01 | 2030-12-31 | 849 | 965 | 770 | 653
10767 | Rheem | 610430-14/AP07-47-G | 2014-03-01 | 2030-12-31 | 686 | 758 | 597 | 484
10768 | Rheem | 610430-14/AP07-48-E | 2014-03-01 | 2030-12-31 | 869 | 987 | 788 | 669
10769 | Rheem | 610430-14/AP07-48-G | 2014-03-01 | 2030-12-31 | 708 | 783 | 618 | 502
10770 | Rheem | 610430-14/AP07-49-E | 2014-03-01 | 2030-12-31 | 889 | 1009 | 806 | 685
10771 | Rheem | 610430-14/AP07-49-G | 2014-03-01 | 2030-12-31 | 730 | 808 | 638 | 519
10772 | Rheem | 610430-14/AP07-50-E | 2014-03-01 | 2030-12-31 | 910 | 1032 | 825 | 701
10773 | Rheem | 610430-14/AP07-50-G | 2014-03-01 | 2030-12-31 | 753 | 833 | 659 | 537
10774 | Rheem | 610430-14/AP07-51-E | 2014-03-01 | 2030-12-31 | 921 | 1041 | 834 | 708
10775 | Rheem | 610430-14/AP07-51-G | 2014-03-01 | 2030-12-31 | 759 | 837 | 664 | 541
10776 | Rheem | 610430-14/AP07-52-E | 2014-03-01 | 2030-12-31 | 932 | 1051 | 843 | 716
10777 | Rheem | 610430-14/AP07-52-G | 2014-03-01 | 2030-12-31 | 765 | 841 | 669 | 545
10778 | Rheem | 610430-14/AP07-53-E | 2014-03-01 | 2030-12-31 | 943 | 1061 | 852 | 723
10779 | Rheem | 610430-14/AP07-53-G | 2014-03-01 | 2030-12-31 | 771 | 845 | 674 | 549
10780 | Rheem | 610430-14/AP07-54-E | 2014-03-01 | 2030-12-31 | 954 | 1071 | 862 | 731
10781 | Rheem | 610430-14/AP07-54-G | 2014-03-01 | 2030-12-31 | 777 | 849 | 679 | 554
10782 | Rheem | 610430-14/AP07-55-E | 2014-03-01 | 2030-12-31 | 966 | 1080 | 871 | 739
10783 | Rheem | 610430-14/AP07-55-G | 2014-03-01 | 2030-12-31 | 784 | 854 | 685 | 558
10784 | Rheem | 610430-14/AP07-56-E | 2014-03-01 | 2030-12-31 | 977 | 1090 | 880 | 746
10785 | Rheem | 610430-14/AP07-56-G | 2014-03-01 | 2030-12-31 | 790 | 858 | 690 | 562
10786 | Rheem | 610430-14/AP07-57-E | 2014-03-01 | 2030-12-31 | 988 | 1100 | 890 | 754
10787 | Rheem | 610430-14/AP07-57-G | 2014-03-01 | 2030-12-31 | 796 | 862 | 695 | 567
10788 | Rheem | 610430-14/AP07-58-E | 2014-03-01 | 2030-12-31 | 999 | 1110 | 899 | 761
10789 | Rheem | 610430-14/AP07-58-G | 2014-03-01 | 2030-12-31 | 802 | 866 | 700 | 571
10790 | Rheem | 610430-14/AP07-59-E | 2014-03-01 | 2030-12-31 | 1011 | 1119 | 908 | 769
10791 | Rheem | 610430-14/AP07-59-G | 2014-03-01 | 2030-12-31 | 809 | 871 | 706 | 575
10792 | Rheem | 610430-14/AP07-60-E | 2014-03-01 | 2030-12-31 | 1022 | 1129 | 918 | 777
10793 | Rheem | 610430-14/AP07-60-G | 2014-03-01 | 2030-12-31 | 815 | 875 | 711 | 580
10794 | Rheem | 610430-14/AP07-61-E | 2014-03-01 | 2030-12-31 | 1033 | 1139 | 927 | 784
10795 | Rheem | 610430-14/AP07-61-G | 2014-03-01 | 2030-12-31 | 821 | 879 | 716 | 584
10796 | Rheem | 610430-14/AP07-62-E | 2014-03-01 | 2030-12-31 | 1044 | 1149 | 936 | 792
10797 | Rheem | 610430-14/AP07-62-G | 2014-03-01 | 2030-12-31 | 827 | 883 | 721 | 588
10798 | Rheem | 610430-14/AP07-63-E | 2014-03-01 | 2030-12-31 | 1056 | 1159 | 946 | 800
10799 | Rheem | 610430-14/AP07-63-G | 2014-03-01 | 2030-12-31 | 834 | 888 | 727 | 593
10800 | Rheem | 610430-14/L-36-E | 2012-11-26 | 2030-12-31 | 629 | 722 | 569 | 479
10801 | Rheem | 610430-14/L-36-G | 2012-11-26 | 2030-12-31 | 441 | 487 | 374 | 292
10802 | Rheem | 610430-14/L-37-E | 2012-11-26 | 2030-12-31 | 649 | 744 | 587 | 494
10803 | Rheem | 610430-14/L-37-G | 2012-11-26 | 2030-12-31 | 463 | 511 | 394 | 309
10804 | Rheem | 610430-14/L-38-E | 2012-11-26 | 2030-12-31 | 669 | 766 | 605 | 510
10805 | Rheem | 610430-14/L-38-G | 2012-11-26 | 2030-12-31 | 485 | 536 | 414 | 327
10806 | Rheem | 610430-14/L-39-E | 2012-11-26 | 2030-12-31 | 689 | 788 | 623 | 526
10807 | Rheem | 610430-14/L-39-G | 2012-11-26 | 2030-12-31 | 507 | 561 | 435 | 344
10808 | Rheem | 610430-14/L-40-E | 2012-11-26 | 2030-12-31 | 709 | 810 | 642 | 542
10809 | Rheem | 610430-14/L-40-G | 2012-11-26 | 2030-12-31 | 530 | 585 | 455 | 362
10810 | Rheem | 610430-14/L-41-E | 2012-11-26 | 2030-12-31 | 729 | 832 | 660 | 558
10811 | Rheem | 610430-14/L-41-G | 2012-11-26 | 2030-12-31 | 552 | 610 | 475 | 379
10812 | Rheem | 610430-14/L-42-E | 2012-11-26 | 2030-12-31 | 749 | 854 | 678 | 574
10813 | Rheem | 610430-14/L-42-G | 2012-11-26 | 2030-12-31 | 574 | 635 | 496 | 397
10814 | Rheem | 610430-14/L-43-E | 2012-11-26 | 2030-12-31 | 769 | 877 | 697 | 590
10815 | Rheem | 610430-14/L-43-G | 2012-11-26 | 2030-12-31 | 597 | 660 | 516 | 414
10816 | Rheem | 610430-14/L-44-E | 2012-11-26 | 2030-12-31 | 789 | 899 | 715 | 605
10817 | Rheem | 610430-14/L-44-G | 2012-11-26 | 2030-12-31 | 619 | 684 | 536 | 432
10818 | Rheem | 610430-14/L-45-E | 2012-11-26 | 2030-12-31 | 809 | 921 | 733 | 621
10819 | Rheem | 610430-14/L-45-G | 2012-11-26 | 2030-12-31 | 641 | 709 | 557 | 449
10820 | Rheem | 610430-14/L-46-E | 2012-11-26 | 2030-12-31 | 829 | 943 | 751 | 637
10821 | Rheem | 610430-14/L-46-G | 2012-11-26 | 2030-12-31 | 663 | 734 | 577 | 467
10822 | Rheem | 610430-14/L-47-E | 2012-11-26 | 2030-12-31 | 849 | 965 | 770 | 653
10823 | Rheem | 610430-14/L-47-G | 2012-11-26 | 2030-12-31 | 686 | 758 | 597 | 484
10824 | Rheem | 610430-14/L-48-E | 2012-11-26 | 2030-12-31 | 869 | 987 | 788 | 669
10825 | Rheem | 610430-14/L-48-G | 2012-11-26 | 2030-12-31 | 708 | 783 | 618 | 502
10826 | Rheem | 610430-14/L-49-E | 2012-11-26 | 2030-12-31 | 889 | 1009 | 806 | 685
10827 | Rheem | 610430-14/L-49-G | 2012-11-26 | 2030-12-31 | 730 | 808 | 638 | 519
10828 | Rheem | 610430-14/L-50-E | 2012-11-26 | 2030-12-31 | 910 | 1032 | 825 | 701
10829 | Rheem | 610430-14/L-50-G | 2012-11-26 | 2030-12-31 | 753 | 833 | 659 | 537
10830 | Rheem | 610430-14/L-51-E | 2012-11-26 | 2030-12-31 | 921 | 1041 | 834 | 708
10831 | Rheem | 610430-14/L-51-G | 2012-11-26 | 2030-12-31 | 759 | 837 | 664 | 541
10832 | Rheem | 610430-14/L-52-E | 2012-11-26 | 2030-12-31 | 932 | 1051 | 843 | 716
10833 | Rheem | 610430-14/L-52-G | 2012-11-26 | 2030-12-31 | 765 | 841 | 669 | 545
10834 | Rheem | 610430-14/L-53-E | 2012-11-26 | 2030-12-31 | 943 | 1061 | 852 | 723
10835 | Rheem | 610430-14/L-53-G | 2012-11-26 | 2030-12-31 | 771 | 845 | 674 | 549
10836 | Rheem | 610430-14/L-54-E | 2012-11-26 | 2030-12-31 | 954 | 1071 | 862 | 731
10837 | Rheem | 610430-14/L-54-G | 2012-11-26 | 2030-12-31 | 777 | 849 | 679 | 554
10838 | Rheem | 610430-14/L-55-E | 2012-11-26 | 2030-12-31 | 966 | 1080 | 871 | 739
10839 | Rheem | 610430-14/L-55-G | 2012-11-26 | 2030-12-31 | 784 | 854 | 685 | 558
10840 | Rheem | 610430-14/L-56-E | 2012-11-26 | 2030-12-31 | 977 | 1090 | 880 | 746
10841 | Rheem | 610430-14/L-56-G | 2012-11-26 | 2030-12-31 | 790 | 858 | 690 | 562
10842 | Rheem | 610430-14/L-57-E | 2012-11-26 | 2030-12-31 | 988 | 1100 | 890 | 754
10843 | Rheem | 610430-14/L-57-G | 2012-11-26 | 2030-12-31 | 796 | 862 | 695 | 567
10844 | Rheem | 610430-14/L-58-E | 2012-11-26 | 2030-12-31 | 999 | 1110 | 899 | 761
10845 | Rheem | 610430-14/L-58-G | 2012-11-26 | 2030-12-31 | 802 | 866 | 700 | 571
10846 | Rheem | 610430-14/L-59-E | 2012-11-26 | 2030-12-31 | 1011 | 1119 | 908 | 769
10847 | Rheem | 610430-14/L-59-G | 2012-11-26 | 2030-12-31 | 809 | 871 | 706 | 575
10848 | Rheem | 610430-14/L-60-E | 2012-11-26 | 2030-12-31 | 1022 | 1129 | 918 | 777
10849 | Rheem | 610430-14/L-60-G | 2012-11-26 | 2030-12-31 | 815 | 875 | 711 | 580
10850 | Rheem | 610430-14/L-61-E | 2012-11-26 | 2030-12-31 | 1033 | 1139 | 927 | 784
10851 | Rheem | 610430-14/L-61-G | 2012-11-26 | 2030-12-31 | 821 | 879 | 716 | 584
10852 | Rheem | 610430-14/L-62-E | 2012-11-26 | 2030-12-31 | 1044 | 1149 | 936 | 792
10853 | Rheem | 610430-14/L-62-G | 2012-11-26 | 2030-12-31 | 827 | 883 | 721 | 588
10854 | Rheem | 610430-14/L-63-E | 2012-11-26 | 2030-12-31 | 1056 | 1159 | 946 | 800
10855 | Rheem | 610430-14/L-63-G | 2012-11-26 | 2030-12-31 | 834 | 888 | 727 | 593
10856 | Rheem | 610430-14/NPT-36-E | 2012-11-26 | 2030-12-31 | 629 | 722 | 569 | 479
10857 | Rheem | 610430-14/NPT-36-G | 2012-11-26 | 2030-12-31 | 441 | 487 | 374 | 292
10858 | Rheem | 610430-14/NPT-37-E | 2012-11-26 | 2030-12-31 | 649 | 744 | 587 | 494
10859 | Rheem | 610430-14/NPT-37-G | 2012-11-26 | 2030-12-31 | 463 | 511 | 394 | 309
10860 | Rheem | 610430-14/NPT-38-E | 2012-11-26 | 2030-12-31 | 669 | 766 | 605 | 510
10861 | Rheem | 610430-14/NPT-38-G | 2012-11-26 | 2030-12-31 | 485 | 536 | 414 | 327
10862 | Rheem | 610430-14/NPT-39-E | 2012-11-26 | 2030-12-31 | 689 | 788 | 623 | 526
10863 | Rheem | 610430-14/NPT-39-G | 2012-11-26 | 2030-12-31 | 507 | 561 | 435 | 344
10864 | Rheem | 610430-14/NPT-40-E | 2012-11-26 | 2030-12-31 | 709 | 810 | 642 | 542
10865 | Rheem | 610430-14/NPT-40-G | 2012-11-26 | 2030-12-31 | 530 | 585 | 455 | 362
10866 | Rheem | 610430-14/NPT-41-E | 2012-11-26 | 2030-12-31 | 729 | 832 | 660 | 558
10867 | Rheem | 610430-14/NPT-41-G | 2012-11-26 | 2030-12-31 | 552 | 610 | 475 | 379
10868 | Rheem | 610430-14/NPT-42-E | 2012-11-26 | 2030-12-31 | 749 | 854 | 678 | 574
10869 | Rheem | 610430-14/NPT-42-G | 2012-11-26 | 2030-12-31 | 574 | 635 | 496 | 397
10870 | Rheem | 610430-14/NPT-43-E | 2012-11-26 | 2030-12-31 | 769 | 877 | 697 | 590
10871 | Rheem | 610430-14/NPT-43-G | 2012-11-26 | 2030-12-31 | 597 | 660 | 516 | 414
10872 | Rheem | 610430-14/NPT-44-E | 2012-11-26 | 2030-12-31 | 789 | 899 | 715 | 605
10873 | Rheem | 610430-14/NPT-44-G | 2012-11-26 | 2030-12-31 | 619 | 684 | 536 | 432
10874 | Rheem | 610430-14/NPT-45-E | 2012-11-26 | 2030-12-31 | 809 | 921 | 733 | 621
10875 | Rheem | 610430-14/NPT-45-G | 2012-11-26 | 2030-12-31 | 641 | 709 | 557 | 449
10876 | Rheem | 610430-14/NPT-46-E | 2012-11-26 | 2030-12-31 | 829 | 943 | 751 | 637
10877 | Rheem | 610430-14/NPT-46-G | 2012-11-26 | 2030-12-31 | 663 | 734 | 577 | 467
10878 | Rheem | 610430-14/NPT-47-E | 2012-11-26 | 2030-12-31 | 849 | 965 | 770 | 653
10879 | Rheem | 610430-14/NPT-47-G | 2012-11-26 | 2030-12-31 | 686 | 758 | 597 | 484
10880 | Rheem | 610430-14/NPT-48-E | 2012-11-26 | 2030-12-31 | 869 | 987 | 788 | 669
10881 | Rheem | 610430-14/NPT-48-G | 2012-11-26 | 2030-12-31 | 708 | 783 | 618 | 502
10882 | Rheem | 610430-14/NPT-49-E | 2012-11-26 | 2030-12-31 | 889 | 1009 | 806 | 685
10883 | Rheem | 610430-14/NPT-49-G | 2012-11-26 | 2030-12-31 | 730 | 808 | 638 | 519
10884 | Rheem | 610430-14/NPT-50-E | 2012-11-26 | 2030-12-31 | 910 | 1032 | 825 | 701
10885 | Rheem | 610430-14/NPT-50-G | 2012-11-26 | 2030-12-31 | 753 | 833 | 659 | 537
10886 | Rheem | 610430-14/NPT-51-E | 2012-11-26 | 2030-12-31 | 921 | 1041 | 834 | 708
10887 | Rheem | 610430-14/NPT-51-G | 2012-11-26 | 2030-12-31 | 759 | 837 | 664 | 541
10888 | Rheem | 610430-14/NPT-52-E | 2012-11-26 | 2030-12-31 | 932 | 1051 | 843 | 716
10889 | Rheem | 610430-14/NPT-52-G | 2012-11-26 | 2030-12-31 | 765 | 841 | 669 | 545
10890 | Rheem | 610430-14/NPT-53-E | 2012-11-26 | 2030-12-31 | 943 | 1061 | 852 | 723
10891 | Rheem | 610430-14/NPT-53-G | 2012-11-26 | 2030-12-31 | 771 | 845 | 674 | 549
10892 | Rheem | 610430-14/NPT-54-E | 2012-11-26 | 2030-12-31 | 954 | 1071 | 862 | 731
10893 | Rheem | 610430-14/NPT-54-G | 2012-11-26 | 2030-12-31 | 777 | 849 | 679 | 554
10894 | Rheem | 610430-14/NPT-55-E | 2012-11-26 | 2030-12-31 | 966 | 1080 | 871 | 739
10895 | Rheem | 610430-14/NPT-55-G | 2012-11-26 | 2030-12-31 | 784 | 854 | 685 | 558
10896 | Rheem | 610430-14/NPT-56-E | 2012-11-26 | 2030-12-31 | 977 | 1090 | 880 | 746
10897 | Rheem | 610430-14/NPT-56-G | 2012-11-26 | 2030-12-31 | 790 | 858 | 690 | 562
10898 | Rheem | 610430-14/NPT-57-E | 2012-11-26 | 2030-12-31 | 988 | 1100 | 890 | 754
10899 | Rheem | 610430-14/NPT-57-G | 2012-11-26 | 2030-12-31 | 796 | 862 | 695 | 567
10900 | Rheem | 610430-14/NPT-58-E | 2012-11-26 | 2030-12-31 | 999 | 1110 | 899 | 761
10901 | Rheem | 610430-14/NPT-58-G | 2012-11-26 | 2030-12-31 | 802 | 866 | 700 | 571
10902 | Rheem | 610430-14/NPT-59-E | 2012-11-26 | 2030-12-31 | 1011 | 1119 | 908 | 769
10903 | Rheem | 610430-14/NPT-59-G | 2012-11-26 | 2030-12-31 | 809 | 871 | 706 | 575
10904 | Rheem | 610430-14/NPT-60-E | 2012-11-26 | 2030-12-31 | 1022 | 1129 | 918 | 777
10905 | Rheem | 610430-14/NPT-60-G | 2012-11-26 | 2030-12-31 | 815 | 875 | 711 | 580
10906 | Rheem | 610430-14/NPT-61-E | 2012-11-26 | 2030-12-31 | 1033 | 1139 | 927 | 784
10907 | Rheem | 610430-14/NPT-61-G | 2012-11-26 | 2030-12-31 | 821 | 879 | 716 | 584
10908 | Rheem | 610430-14/NPT-62-E | 2012-11-26 | 2030-12-31 | 1044 | 1149 | 936 | 792
10909 | Rheem | 610430-14/NPT-62-G | 2012-11-26 | 2030-12-31 | 827 | 883 | 721 | 588
10910 | Rheem | 610430-14/NPT-63-E | 2012-11-26 | 2030-12-31 | 1056 | 1159 | 946 | 800
10911 | Rheem | 610430-14/NPT-63-G | 2012-11-26 | 2030-12-31 | 834 | 888 | 727 | 593
10912 | Rheem | 610430-15/AP07-38-E | 2014-03-01 | 2030-12-31 | 667 | 764 | 603 | 509
10913 | Rheem | 610430-15/AP07-39-E | 2014-03-01 | 2030-12-31 | 687 | 786 | 621 | 524
10914 | Rheem | 610430-15/AP07-39-G | 2014-03-01 | 2030-12-31 | 420 | 457 | 348 | 261
10915 | Rheem | 610430-15/AP07-40-E | 2014-03-01 | 2030-12-31 | 707 | 808 | 639 | 540
10916 | Rheem | 610430-15/AP07-40-G | 2014-03-01 | 2030-12-31 | 447 | 489 | 373 | 283
10917 | Rheem | 610430-15/AP07-41-E | 2014-03-01 | 2030-12-31 | 727 | 831 | 658 | 556
10918 | Rheem | 610430-15/AP07-41-G | 2014-03-01 | 2030-12-31 | 475 | 521 | 399 | 305
10919 | Rheem | 610430-15/AP07-42-E | 2014-03-01 | 2030-12-31 | 748 | 853 | 676 | 572
10920 | Rheem | 610430-15/AP07-42-G | 2014-03-01 | 2030-12-31 | 503 | 553 | 425 | 328
10921 | Rheem | 610430-15/AP07-43-E | 2014-03-01 | 2030-12-31 | 768 | 876 | 695 | 588
10922 | Rheem | 610430-15/AP07-43-G | 2014-03-01 | 2030-12-31 | 531 | 585 | 450 | 350
10923 | Rheem | 610430-15/AP07-44-E | 2014-03-01 | 2030-12-31 | 788 | 898 | 713 | 604
10924 | Rheem | 610430-15/AP07-44-G | 2014-03-01 | 2030-12-31 | 559 | 618 | 476 | 372
10925 | Rheem | 610430-15/AP07-45-E | 2014-03-01 | 2030-12-31 | 808 | 920 | 732 | 620
10926 | Rheem | 610430-15/AP07-45-G | 2014-03-01 | 2030-12-31 | 587 | 650 | 502 | 395
10927 | Rheem | 610430-15/AP07-46-E | 2014-03-01 | 2030-12-31 | 829 | 943 | 750 | 636
10928 | Rheem | 610430-15/AP07-46-G | 2014-03-01 | 2030-12-31 | 615 | 682 | 528 | 417
10929 | Rheem | 610430-15/AP07-47-E | 2014-03-01 | 2030-12-31 | 849 | 965 | 769 | 652
10930 | Rheem | 610430-15/AP07-47-G | 2014-03-01 | 2030-12-31 | 642 | 714 | 553 | 439
10931 | Rheem | 610430-15/AP07-48-E | 2014-03-01 | 2030-12-31 | 869 | 988 | 787 | 668
10932 | Rheem | 610430-15/AP07-48-G | 2014-03-01 | 2030-12-31 | 670 | 746 | 579 | 462
10933 | Rheem | 610430-15/AP07-49-E | 2014-03-01 | 2030-12-31 | 889 | 1010 | 806 | 684
10934 | Rheem | 610430-15/AP07-49-G | 2014-03-01 | 2030-12-31 | 698 | 779 | 605 | 484
10935 | Rheem | 610430-15/AP07-50-E | 2014-03-01 | 2030-12-31 | 910 | 1032 | 824 | 700
10936 | Rheem | 610430-15/AP07-50-G | 2014-03-01 | 2030-12-31 | 726 | 811 | 630 | 506
10937 | Rheem | 610430-15/AP07-51-E | 2014-03-01 | 2030-12-31 | 930 | 1055 | 843 | 716
10938 | Rheem | 610430-15/AP07-51-G | 2014-03-01 | 2030-12-31 | 754 | 843 | 656 | 529
10939 | Rheem | 610430-15/AP07-52-E | 2014-03-01 | 2030-12-31 | 950 | 1077 | 861 | 732
10940 | Rheem | 610430-15/AP07-52-G | 2014-03-01 | 2030-12-31 | 782 | 875 | 682 | 551
10941 | Rheem | 610430-15/AP07-53-E | 2014-03-01 | 2030-12-31 | 971 | 1100 | 880 | 748
10942 | Rheem | 610430-15/AP07-53-G | 2014-03-01 | 2030-12-31 | 810 | 908 | 708 | 574
10943 | Rheem | 610430-15/AP07-54-E | 2014-03-01 | 2030-12-31 | 977 | 1103 | 885 | 752
10944 | Rheem | 610430-15/AP07-54-G | 2014-03-01 | 2030-12-31 | 818 | 914 | 714 | 579
10945 | Rheem | 610430-15/AP07-55-E | 2014-03-01 | 2030-12-31 | 984 | 1107 | 890 | 756
10946 | Rheem | 610430-15/AP07-55-G | 2014-03-01 | 2030-12-31 | 826 | 921 | 721 | 585
10947 | Rheem | 610430-15/AP07-56-E | 2014-03-01 | 2030-12-31 | 991 | 1111 | 895 | 760
10948 | Rheem | 610430-15/AP07-56-G | 2014-03-01 | 2030-12-31 | 834 | 927 | 728 | 591
10949 | Rheem | 610430-15/AP07-57-E | 2014-03-01 | 2030-12-31 | 997 | 1114 | 900 | 764
10950 | Rheem | 610430-15/AP07-57-G | 2014-03-01 | 2030-12-31 | 843 | 934 | 735 | 597
10951 | Rheem | 610430-15/AP07-58-E | 2014-03-01 | 2030-12-31 | 1004 | 1118 | 906 | 768
10952 | Rheem | 610430-15/AP07-58-G | 2014-03-01 | 2030-12-31 | 851 | 940 | 742 | 603
10953 | Rheem | 610430-15/AP07-59-E | 2014-03-01 | 2030-12-31 | 1011 | 1122 | 911 | 772
10954 | Rheem | 610430-15/AP07-59-G | 2014-03-01 | 2030-12-31 | 859 | 947 | 749 | 608
10955 | Rheem | 610430-15/AP07-60-E | 2014-03-01 | 2030-12-31 | 1018 | 1126 | 916 | 776
10956 | Rheem | 610430-15/AP07-60-G | 2014-03-01 | 2030-12-31 | 867 | 953 | 756 | 614
10957 | Rheem | 610430-15/AP07-61-E | 2014-03-01 | 2030-12-31 | 1024 | 1129 | 921 | 780
10958 | Rheem | 610430-15/AP07-61-G | 2014-03-01 | 2030-12-31 | 876 | 960 | 763 | 620
10959 | Rheem | 610430-15/AP07-62-E | 2014-03-01 | 2030-12-31 | 1031 | 1133 | 926 | 784
10960 | Rheem | 610430-15/AP07-62-G | 2014-03-01 | 2030-12-31 | 884 | 966 | 770 | 626
10961 | Rheem | 610430-15/AP07-63-E | 2014-03-01 | 2030-12-31 | 1038 | 1137 | 932 | 788
10962 | Rheem | 610430-15/AP07-63-G | 2014-03-01 | 2030-12-31 | 892 | 973 | 777 | 632
10963 | Rheem | 610430-15/AP07-64-E | 2014-03-01 | 2030-12-31 | 1045 | 1141 | 937 | 792
10964 | Rheem | 610430-15/AP07-64-G | 2014-03-01 | 2030-12-31 | 900 | 979 | 784 | 637
10965 | Rheem | 610430-15/AP07-65-E | 2014-03-01 | 2030-12-31 | 1051 | 1144 | 942 | 796
10966 | Rheem | 610430-15/AP07-65-G | 2014-03-01 | 2030-12-31 | 909 | 986 | 791 | 643
10967 | Rheem | 610430-15/AP07-66-E | 2014-03-01 | 2030-12-31 | 1058 | 1148 | 947 | 800
10968 | Rheem | 610430-15/AP07-66-G | 2014-03-01 | 2030-12-31 | 917 | 992 | 798 | 649
10969 | Rheem | 610430-15/AP07-67-E | 2014-03-01 | 2030-12-31 | 1065 | 1152 | 952 | 804
10970 | Rheem | 610430-15/AP07-67-G | 2014-03-01 | 2030-12-31 | 925 | 999 | 805 | 655
10971 | Rheem | 610430-15/AP07-68-E | 2014-03-01 | 2030-12-31 | 1072 | 1156 | 958 | 808
10972 | Rheem | 610430-15/AP07-68-G | 2014-03-01 | 2030-12-31 | 934 | 1006 | 812 | 661
10973 | Rheem | 610430-15/L-38-E | 2012-11-26 | 2030-12-31 | 667 | 764 | 603 | 509
10974 | Rheem | 610430-15/L-39-E | 2012-11-26 | 2030-12-31 | 687 | 786 | 621 | 524
10975 | Rheem | 610430-15/L-39-G | 2012-11-26 | 2030-12-31 | 420 | 457 | 348 | 261
10976 | Rheem | 610430-15/L-40-E | 2012-11-26 | 2030-12-31 | 707 | 808 | 639 | 540
10977 | Rheem | 610430-15/L-40-G | 2012-11-26 | 2030-12-31 | 447 | 489 | 373 | 283
10978 | Rheem | 610430-15/L-41-E | 2012-11-26 | 2030-12-31 | 727 | 831 | 658 | 556
10979 | Rheem | 610430-15/L-41-G | 2012-11-26 | 2030-12-31 | 475 | 521 | 399 | 305
10980 | Rheem | 610430-15/L-42-E | 2012-11-26 | 2030-12-31 | 748 | 853 | 676 | 572
10981 | Rheem | 610430-15/L-42-G | 2012-11-26 | 2030-12-31 | 503 | 553 | 425 | 328
10982 | Rheem | 610430-15/L-43-E | 2012-11-26 | 2030-12-31 | 768 | 876 | 695 | 588
10983 | Rheem | 610430-15/L-43-G | 2012-11-26 | 2030-12-31 | 531 | 585 | 450 | 350
10984 | Rheem | 610430-15/L-44-E | 2012-11-26 | 2030-12-31 | 788 | 898 | 713 | 604
10985 | Rheem | 610430-15/L-44-G | 2012-11-26 | 2030-12-31 | 559 | 618 | 476 | 372
10986 | Rheem | 610430-15/L-45-E | 2012-11-26 | 2030-12-31 | 808 | 920 | 732 | 620
10987 | Rheem | 610430-15/L-45-G | 2012-11-26 | 2030-12-31 | 587 | 650 | 502 | 395
10988 | Rheem | 610430-15/L-46-E | 2012-11-26 | 2030-12-31 | 829 | 943 | 750 | 636
10989 | Rheem | 610430-15/L-46-G | 2012-11-26 | 2030-12-31 | 615 | 682 | 528 | 417
10990 | Rheem | 610430-15/L-47-E | 2012-11-26 | 2030-12-31 | 849 | 965 | 769 | 652
10991 | Rheem | 610430-15/L-47-G | 2012-11-26 | 2030-12-31 | 642 | 714 | 553 | 439
10992 | Rheem | 610430-15/L-48-E | 2012-11-26 | 2030-12-31 | 869 | 988 | 787 | 668
10993 | Rheem | 610430-15/L-48-G | 2012-11-26 | 2030-12-31 | 670 | 746 | 579 | 462
10994 | Rheem | 610430-15/L-49-E | 2012-11-26 | 2030-12-31 | 889 | 1010 | 806 | 684
10995 | Rheem | 610430-15/L-49-G | 2012-11-26 | 2030-12-31 | 698 | 779 | 605 | 484
10996 | Rheem | 610430-15/L-50-E | 2012-11-26 | 2030-12-31 | 910 | 1032 | 824 | 700
10997 | Rheem | 610430-15/L-50-G | 2012-11-26 | 2030-12-31 | 726 | 811 | 630 | 506
10998 | Rheem | 610430-15/L-51-E | 2012-11-26 | 2030-12-31 | 930 | 1055 | 843 | 716
10999 | Rheem | 610430-15/L-51-G | 2012-11-26 | 2030-12-31 | 754 | 843 | 656 | 529
11000 | Rheem | 610430-15/L-52-E | 2012-11-26 | 2030-12-31 | 950 | 1077 | 861 | 732
11001 | Rheem | 610430-15/L-52-G | 2012-11-26 | 2030-12-31 | 782 | 875 | 682 | 551
11002 | Rheem | 610430-15/L-53-E | 2012-11-26 | 2030-12-31 | 971 | 1100 | 880 | 748
11003 | Rheem | 610430-15/L-53-G | 2012-11-26 | 2030-12-31 | 810 | 908 | 708 | 574
11004 | Rheem | 610430-15/L-54-E | 2012-11-26 | 2030-12-31 | 977 | 1103 | 885 | 752
11005 | Rheem | 610430-15/L-54-G | 2012-11-26 | 2030-12-31 | 818 | 914 | 714 | 579
11006 | Rheem | 610430-15/L-55-E | 2012-11-26 | 2030-12-31 | 984 | 1107 | 890 | 756
11007 | Rheem | 610430-15/L-55-G | 2012-11-26 | 2030-12-31 | 826 | 921 | 721 | 585
11008 | Rheem | 610430-15/L-56-E | 2012-11-26 | 2030-12-31 | 991 | 1111 | 895 | 760
11009 | Rheem | 610430-15/L-56-G | 2012-11-26 | 2030-12-31 | 834 | 927 | 728 | 591
11010 | Rheem | 610430-15/L-57-E | 2012-11-26 | 2030-12-31 | 997 | 1114 | 900 | 764
11011 | Rheem | 610430-15/L-57-G | 2012-11-26 | 2030-12-31 | 843 | 934 | 735 | 597
11012 | Rheem | 610430-15/L-58-E | 2012-11-26 | 2030-12-31 | 1004 | 1118 | 906 | 768
11013 | Rheem | 610430-15/L-58-G | 2012-11-26 | 2030-12-31 | 851 | 940 | 742 | 603
11014 | Rheem | 610430-15/L-59-E | 2012-11-26 | 2030-12-31 | 1011 | 1122 | 911 | 772
11015 | Rheem | 610430-15/L-59-G | 2012-11-26 | 2030-12-31 | 859 | 947 | 749 | 608
11016 | Rheem | 610430-15/L-60-E | 2012-11-26 | 2030-12-31 | 1018 | 1126 | 916 | 776
11017 | Rheem | 610430-15/L-60-G | 2012-11-26 | 2030-12-31 | 867 | 953 | 756 | 614
11018 | Rheem | 610430-15/L-61-E | 2012-11-26 | 2030-12-31 | 1024 | 1129 | 921 | 780
11019 | Rheem | 610430-15/L-61-G | 2012-11-26 | 2030-12-31 | 876 | 960 | 763 | 620
11020 | Rheem | 610430-15/L-62-E | 2012-11-26 | 2030-12-31 | 1031 | 1133 | 926 | 784
11021 | Rheem | 610430-15/L-62-G | 2012-11-26 | 2030-12-31 | 884 | 966 | 770 | 626
11022 | Rheem | 610430-15/L-63-E | 2012-11-26 | 2030-12-31 | 1038 | 1137 | 932 | 788
11023 | Rheem | 610430-15/L-63-G | 2012-11-26 | 2030-12-31 | 892 | 973 | 777 | 632
11024 | Rheem | 610430-15/L-64-E | 2012-11-26 | 2030-12-31 | 1045 | 1141 | 937 | 792
11025 | Rheem | 610430-15/L-64-G | 2012-11-26 | 2030-12-31 | 900 | 979 | 784 | 637
11026 | Rheem | 610430-15/L-65-E | 2012-11-26 | 2030-12-31 | 1051 | 1144 | 942 | 796
11027 | Rheem | 610430-15/L-65-G | 2012-11-26 | 2030-12-31 | 909 | 986 | 791 | 643
11028 | Rheem | 610430-15/L-66-E | 2012-11-26 | 2030-12-31 | 1058 | 1148 | 947 | 800
11029 | Rheem | 610430-15/L-66-G | 2012-11-26 | 2030-12-31 | 917 | 992 | 798 | 649
11030 | Rheem | 610430-15/L-67-E | 2012-11-26 | 2030-12-31 | 1065 | 1152 | 952 | 804
11031 | Rheem | 610430-15/L-67-G | 2012-11-26 | 2030-12-31 | 925 | 999 | 805 | 655
11032 | Rheem | 610430-15/L-68-E | 2012-11-26 | 2030-12-31 | 1072 | 1156 | 958 | 808
11033 | Rheem | 610430-15/L-68-G | 2012-11-26 | 2030-12-31 | 934 | 1006 | 812 | 661
11034 | Rheem | 610430-15/NPT-38-E | 2012-11-26 | 2030-12-31 | 667 | 764 | 603 | 509
11035 | Rheem | 610430-15/NPT-39-E | 2012-11-26 | 2030-12-31 | 687 | 786 | 621 | 524
11036 | Rheem | 610430-15/NPT-39-G | 2012-11-26 | 2030-12-31 | 420 | 457 | 348 | 261
11037 | Rheem | 610430-15/NPT-40-E | 2012-11-26 | 2030-12-31 | 707 | 808 | 639 | 540
11038 | Rheem | 610430-15/NPT-40-G | 2012-11-26 | 2030-12-31 | 447 | 489 | 373 | 283
11039 | Rheem | 610430-15/NPT-41-E | 2012-11-26 | 2030-12-31 | 727 | 831 | 658 | 556
11040 | Rheem | 610430-15/NPT-41-G | 2012-11-26 | 2030-12-31 | 475 | 521 | 399 | 305
11041 | Rheem | 610430-15/NPT-42-E | 2012-11-26 | 2030-12-31 | 748 | 853 | 676 | 572
11042 | Rheem | 610430-15/NPT-42-G | 2012-11-26 | 2030-12-31 | 503 | 553 | 425 | 328
11043 | Rheem | 610430-15/NPT-43-E | 2012-11-26 | 2030-12-31 | 768 | 876 | 695 | 588
11044 | Rheem | 610430-15/NPT-43-G | 2012-11-26 | 2030-12-31 | 531 | 585 | 450 | 350
11045 | Rheem | 610430-15/NPT-44-E | 2012-11-26 | 2030-12-31 | 788 | 898 | 713 | 604
11046 | Rheem | 610430-15/NPT-44-G | 2012-11-26 | 2030-12-31 | 559 | 618 | 476 | 372
11047 | Rheem | 610430-15/NPT-45-E | 2012-11-26 | 2030-12-31 | 808 | 920 | 732 | 620
11048 | Rheem | 610430-15/NPT-45-G | 2012-11-26 | 2030-12-31 | 587 | 650 | 502 | 395
11049 | Rheem | 610430-15/NPT-46-E | 2012-11-26 | 2030-12-31 | 829 | 943 | 750 | 636
11050 | Rheem | 610430-15/NPT-46-G | 2012-11-26 | 2030-12-31 | 615 | 682 | 528 | 417
11051 | Rheem | 610430-15/NPT-47-E | 2012-11-26 | 2030-12-31 | 849 | 965 | 769 | 652
11052 | Rheem | 610430-15/NPT-47-G | 2012-11-26 | 2030-12-31 | 642 | 714 | 553 | 439
11053 | Rheem | 610430-15/NPT-48-E | 2012-11-26 | 2030-12-31 | 869 | 988 | 787 | 668
11054 | Rheem | 610430-15/NPT-48-G | 2012-11-26 | 2030-12-31 | 670 | 746 | 579 | 462
11055 | Rheem | 610430-15/NPT-49-E | 2012-11-26 | 2030-12-31 | 889 | 1010 | 806 | 684
11056 | Rheem | 610430-15/NPT-49-G | 2012-11-26 | 2030-12-31 | 698 | 779 | 605 | 484
11057 | Rheem | 610430-15/NPT-50-E | 2012-11-26 | 2030-12-31 | 910 | 1032 | 824 | 700
11058 | Rheem | 610430-15/NPT-50-G | 2012-11-26 | 2030-12-31 | 726 | 811 | 630 | 506
11059 | Rheem | 610430-15/NPT-51-E | 2012-11-26 | 2030-12-31 | 930 | 1055 | 843 | 716
11060 | Rheem | 610430-15/NPT-51-G | 2012-11-26 | 2030-12-31 | 754 | 843 | 656 | 529
11061 | Rheem | 610430-15/NPT-52-E | 2012-11-26 | 2030-12-31 | 950 | 1077 | 861 | 732
11062 | Rheem | 610430-15/NPT-52-G | 2012-11-26 | 2030-12-31 | 782 | 875 | 682 | 551
11063 | Rheem | 610430-15/NPT-53-E | 2012-11-26 | 2030-12-31 | 971 | 1100 | 880 | 748
11064 | Rheem | 610430-15/NPT-53-G | 2012-11-26 | 2030-12-31 | 810 | 908 | 708 | 574
11065 | Rheem | 610430-15/NPT-54-E | 2012-11-26 | 2030-12-31 | 977 | 1103 | 885 | 752
11066 | Rheem | 610430-15/NPT-54-G | 2012-11-26 | 2030-12-31 | 818 | 914 | 714 | 579
11067 | Rheem | 610430-15/NPT-55-E | 2012-11-26 | 2030-12-31 | 984 | 1107 | 890 | 756
11068 | Rheem | 610430-15/NPT-55-G | 2012-11-26 | 2030-12-31 | 826 | 921 | 721 | 585
11069 | Rheem | 610430-15/NPT-56-E | 2012-11-26 | 2030-12-31 | 991 | 1111 | 895 | 760
11070 | Rheem | 610430-15/NPT-56-G | 2012-11-26 | 2030-12-31 | 834 | 927 | 728 | 591
11071 | Rheem | 610430-15/NPT-57-E | 2012-11-26 | 2030-12-31 | 997 | 1114 | 900 | 764
11072 | Rheem | 610430-15/NPT-57-G | 2012-11-26 | 2030-12-31 | 843 | 934 | 735 | 597
11073 | Rheem | 610430-15/NPT-58-E | 2012-11-26 | 2030-12-31 | 1004 | 1118 | 906 | 768
11074 | Rheem | 610430-15/NPT-58-G | 2012-11-26 | 2030-12-31 | 851 | 940 | 742 | 603
11075 | Rheem | 610430-15/NPT-59-E | 2012-11-26 | 2030-12-31 | 1011 | 1122 | 911 | 772
11076 | Rheem | 610430-15/NPT-59-G | 2012-11-26 | 2030-12-31 | 859 | 947 | 749 | 608
11077 | Rheem | 610430-15/NPT-60-E | 2012-11-26 | 2030-12-31 | 1018 | 1126 | 916 | 776
11078 | Rheem | 610430-15/NPT-60-G | 2012-11-26 | 2030-12-31 | 867 | 953 | 756 | 614
11079 | Rheem | 610430-15/NPT-61-E | 2012-11-26 | 2030-12-31 | 1024 | 1129 | 921 | 780
11080 | Rheem | 610430-15/NPT-61-G | 2012-11-26 | 2030-12-31 | 876 | 960 | 763 | 620
11081 | Rheem | 610430-15/NPT-62-E | 2012-11-26 | 2030-12-31 | 1031 | 1133 | 926 | 784
11082 | Rheem | 610430-15/NPT-62-G | 2012-11-26 | 2030-12-31 | 884 | 966 | 770 | 626
11083 | Rheem | 610430-15/NPT-63-E | 2012-11-26 | 2030-12-31 | 1038 | 1137 | 932 | 788
11084 | Rheem | 610430-15/NPT-63-G | 2012-11-26 | 2030-12-31 | 892 | 973 | 777 | 632
11085 | Rheem | 610430-15/NPT-64-E | 2012-11-26 | 2030-12-31 | 1045 | 1141 | 937 | 792
11086 | Rheem | 610430-15/NPT-64-G | 2012-11-26 | 2030-12-31 | 900 | 979 | 784 | 637
11087 | Rheem | 610430-15/NPT-65-E | 2012-11-26 | 2030-12-31 | 1051 | 1144 | 942 | 796
11088 | Rheem | 610430-15/NPT-65-G | 2012-11-26 | 2030-12-31 | 909 | 986 | 791 | 643
11089 | Rheem | 610430-15/NPT-66-E | 2012-11-26 | 2030-12-31 | 1058 | 1148 | 947 | 800
11090 | Rheem | 610430-15/NPT-66-G | 2012-11-26 | 2030-12-31 | 917 | 992 | 798 | 649
11091 | Rheem | 610430-15/NPT-67-E | 2012-11-26 | 2030-12-31 | 1065 | 1152 | 952 | 804
11092 | Rheem | 610430-15/NPT-67-G | 2012-11-26 | 2030-12-31 | 925 | 999 | 805 | 655
11093 | Rheem | 610430-15/NPT-68-E | 2012-11-26 | 2030-12-31 | 1072 | 1156 | 958 | 808
11094 | Rheem | 610430-15/NPT-68-G | 2012-11-26 | 2030-12-31 | 934 | 1006 | 812 | 661
11095 | Rheem | 610430-16/AP07-40-E | 2014-03-01 | 2030-12-31 | 695 | 798 | 628 | 527
11096 | Rheem | 610430-16/AP07-40-G | 2014-03-01 | 2030-12-31 | 429 | 466 | 355 | 267
11097 | Rheem | 610430-16/AP07-41-E | 2014-03-01 | 2030-12-31 | 715 | 820 | 646 | 542
11098 | Rheem | 610430-16/AP07-41-G | 2014-03-01 | 2030-12-31 | 456 | 497 | 379 | 288
11099 | Rheem | 610430-16/AP07-42-E | 2014-03-01 | 2030-12-31 | 735 | 842 | 664 | 558
11100 | Rheem | 610430-16/AP07-42-G | 2014-03-01 | 2030-12-31 | 483 | 528 | 404 | 310
11101 | Rheem | 610430-16/AP07-43-E | 2014-03-01 | 2030-12-31 | 755 | 864 | 683 | 574
11102 | Rheem | 610430-16/AP07-43-G | 2014-03-01 | 2030-12-31 | 510 | 559 | 429 | 331
11103 | Rheem | 610430-16/AP07-44-E | 2014-03-01 | 2030-12-31 | 776 | 887 | 701 | 590
11104 | Rheem | 610430-16/AP07-44-G | 2014-03-01 | 2030-12-31 | 537 | 590 | 454 | 353
11105 | Rheem | 610430-16/AP07-45-E | 2014-03-01 | 2030-12-31 | 796 | 909 | 719 | 606
11106 | Rheem | 610430-16/AP07-45-G | 2014-03-01 | 2030-12-31 | 564 | 621 | 479 | 374
11107 | Rheem | 610430-16/AP07-46-E | 2014-03-01 | 2030-12-31 | 816 | 931 | 738 | 622
11108 | Rheem | 610430-16/AP07-46-G | 2014-03-01 | 2030-12-31 | 591 | 652 | 504 | 396
11109 | Rheem | 610430-16/AP07-47-E | 2014-03-01 | 2030-12-31 | 837 | 954 | 756 | 638
11110 | Rheem | 610430-16/AP07-47-G | 2014-03-01 | 2030-12-31 | 618 | 683 | 529 | 417
11111 | Rheem | 610430-16/AP07-48-E | 2014-03-01 | 2030-12-31 | 857 | 976 | 775 | 654
11112 | Rheem | 610430-16/AP07-48-G | 2014-03-01 | 2030-12-31 | 645 | 714 | 554 | 439
11113 | Rheem | 610430-16/AP07-49-E | 2014-03-01 | 2030-12-31 | 877 | 998 | 793 | 669
11114 | Rheem | 610430-16/AP07-49-G | 2014-03-01 | 2030-12-31 | 672 | 745 | 578 | 460
11115 | Rheem | 610430-16/AP07-50-E | 2014-03-01 | 2030-12-31 | 898 | 1021 | 811 | 685
11116 | Rheem | 610430-16/AP07-50-G | 2014-03-01 | 2030-12-31 | 699 | 776 | 603 | 482
11117 | Rheem | 610430-16/AP07-51-E | 2014-03-01 | 2030-12-31 | 918 | 1043 | 830 | 701
11118 | Rheem | 610430-16/AP07-51-G | 2014-03-01 | 2030-12-31 | 726 | 807 | 628 | 503
11119 | Rheem | 610430-16/AP07-52-E | 2014-03-01 | 2030-12-31 | 938 | 1065 | 848 | 717
11120 | Rheem | 610430-16/AP07-52-G | 2014-03-01 | 2030-12-31 | 753 | 838 | 653 | 525
11121 | Rheem | 610430-16/AP07-53-E | 2014-03-01 | 2030-12-31 | 959 | 1088 | 866 | 733
11122 | Rheem | 610430-16/AP07-53-G | 2014-03-01 | 2030-12-31 | 780 | 869 | 678 | 546
11123 | Rheem | 610430-16/AP07-54-E | 2014-03-01 | 2030-12-31 | 979 | 1110 | 885 | 749
11124 | Rheem | 610430-16/AP07-54-G | 2014-03-01 | 2030-12-31 | 807 | 900 | 703 | 568
11125 | Rheem | 610430-16/AP07-55-E | 2014-03-01 | 2030-12-31 | 999 | 1132 | 903 | 765
11126 | Rheem | 610430-16/AP07-55-G | 2014-03-01 | 2030-12-31 | 834 | 931 | 728 | 589
11127 | Rheem | 610430-16/AP07-56-E | 2014-03-01 | 2030-12-31 | 1020 | 1155 | 922 | 781
11128 | Rheem | 610430-16/AP07-56-G | 2014-03-01 | 2030-12-31 | 862 | 962 | 753 | 611
11129 | Rheem | 610430-16/AP07-57-E | 2014-03-01 | 2030-12-31 | 1031 | 1165 | 932 | 789
11130 | Rheem | 610430-16/AP07-57-G | 2014-03-01 | 2030-12-31 | 870 | 968 | 760 | 617
11131 | Rheem | 610430-16/AP07-58-E | 2014-03-01 | 2030-12-31 | 1043 | 1176 | 942 | 797
11132 | Rheem | 610430-16/AP07-58-G | 2014-03-01 | 2030-12-31 | 878 | 975 | 767 | 623
11133 | Rheem | 610430-16/AP07-59-E | 2014-03-01 | 2030-12-31 | 1054 | 1186 | 952 | 806
11134 | Rheem | 610430-16/AP07-59-G | 2014-03-01 | 2030-12-31 | 886 | 982 | 774 | 629
11135 | Rheem | 610430-16/AP07-60-E | 2014-03-01 | 2030-12-31 | 1066 | 1197 | 962 | 814
11136 | Rheem | 610430-16/AP07-60-G | 2014-03-01 | 2030-12-31 | 895 | 988 | 781 | 635
11137 | Rheem | 610430-16/AP07-61-E | 2014-03-01 | 2030-12-31 | 1078 | 1207 | 972 | 823
11138 | Rheem | 610430-16/AP07-61-G | 2014-03-01 | 2030-12-31 | 903 | 995 | 788 | 641
11139 | Rheem | 610430-16/AP07-62-E | 2014-03-01 | 2030-12-31 | 1089 | 1218 | 982 | 831
11140 | Rheem | 610430-16/AP07-62-G | 2014-03-01 | 2030-12-31 | 911 | 1002 | 795 | 647
11141 | Rheem | 610430-16/AP07-63-E | 2014-03-01 | 2030-12-31 | 1101 | 1228 | 992 | 840
11142 | Rheem | 610430-16/AP07-63-G | 2014-03-01 | 2030-12-31 | 920 | 1008 | 802 | 653
11143 | Rheem | 610430-16/AP07-64-E | 2014-03-01 | 2030-12-31 | 1113 | 1239 | 1002 | 848
11144 | Rheem | 610430-16/AP07-64-G | 2014-03-01 | 2030-12-31 | 928 | 1015 | 810 | 659
11145 | Rheem | 610430-16/AP07-65-E | 2014-03-01 | 2030-12-31 | 1124 | 1250 | 1012 | 856
11146 | Rheem | 610430-16/AP07-65-G | 2014-03-01 | 2030-12-31 | 936 | 1022 | 817 | 665
11147 | Rheem | 610430-16/AP07-66-E | 2014-03-01 | 2030-12-31 | 1136 | 1260 | 1022 | 865
11148 | Rheem | 610430-16/AP07-66-G | 2014-03-01 | 2030-12-31 | 945 | 1028 | 824 | 671
11149 | Rheem | 610430-16/AP07-67-E | 2014-03-01 | 2030-12-31 | 1147 | 1271 | 1032 | 873
11150 | Rheem | 610430-16/AP07-67-G | 2014-03-01 | 2030-12-31 | 953 | 1035 | 831 | 677
11151 | Rheem | 610430-16/AP07-68-E | 2014-03-01 | 2030-12-31 | 1159 | 1281 | 1042 | 882
11152 | Rheem | 610430-16/AP07-68-G | 2014-03-01 | 2030-12-31 | 961 | 1042 | 838 | 683
11153 | Rheem | 610430-16/AP07-69-E | 2014-03-01 | 2030-12-31 | 1171 | 1292 | 1052 | 890
11154 | Rheem | 610430-16/AP07-69-G | 2014-03-01 | 2030-12-31 | 970 | 1048 | 845 | 689
11155 | Rheem | 610430-16/AP07-70-E | 2014-03-01 | 2030-12-31 | 1182 | 1302 | 1062 | 899
11156 | Rheem | 610430-16/AP07-70-G | 2014-03-01 | 2030-12-31 | 978 | 1055 | 852 | 695
11157 | Rheem | 610430-16/AP07-71-E | 2014-03-01 | 2030-12-31 | 1194 | 1313 | 1072 | 907
11158 | Rheem | 610430-16/AP07-71-G | 2014-03-01 | 2030-12-31 | 986 | 1062 | 859 | 701
11159 | Rheem | 610430-16/AP07-72-E | 2014-03-01 | 2030-12-31 | 1206 | 1324 | 1082 | 916
11160 | Rheem | 610430-16/AP07-72-G | 2014-03-01 | 2030-12-31 | 995 | 1069 | 867 | 708
11161 | Rheem | 610430-16/L-40-E | 2012-11-26 | 2030-12-31 | 695 | 798 | 628 | 527
11162 | Rheem | 610430-16/L-40-G | 2012-11-26 | 2030-12-31 | 429 | 466 | 355 | 267
11163 | Rheem | 610430-16/L-41-E | 2012-11-26 | 2030-12-31 | 715 | 820 | 646 | 542
11164 | Rheem | 610430-16/L-41-G | 2012-11-26 | 2030-12-31 | 456 | 497 | 379 | 288
11165 | Rheem | 610430-16/L-42-E | 2012-11-26 | 2030-12-31 | 735 | 842 | 664 | 558
11166 | Rheem | 610430-16/L-42-G | 2012-11-26 | 2030-12-31 | 483 | 528 | 404 | 310
11167 | Rheem | 610430-16/L-43-E | 2012-11-26 | 2030-12-31 | 755 | 864 | 683 | 574
11168 | Rheem | 610430-16/L-43-G | 2012-11-26 | 2030-12-31 | 510 | 559 | 429 | 331
11169 | Rheem | 610430-16/L-44-E | 2012-11-26 | 2030-12-31 | 776 | 887 | 701 | 590
11170 | Rheem | 610430-16/L-44-G | 2012-11-26 | 2030-12-31 | 537 | 590 | 454 | 353
11171 | Rheem | 610430-16/L-45-E | 2012-11-26 | 2030-12-31 | 796 | 909 | 719 | 606
11172 | Rheem | 610430-16/L-45-G | 2012-11-26 | 2030-12-31 | 564 | 621 | 479 | 374
11173 | Rheem | 610430-16/L-46-E | 2012-11-26 | 2030-12-31 | 816 | 931 | 738 | 622
11174 | Rheem | 610430-16/L-46-G | 2012-11-26 | 2030-12-31 | 591 | 652 | 504 | 396
11175 | Rheem | 610430-16/L-47-E | 2012-11-26 | 2030-12-31 | 837 | 954 | 756 | 638
11176 | Rheem | 610430-16/L-47-G | 2012-11-26 | 2030-12-31 | 618 | 683 | 529 | 417
11177 | Rheem | 610430-16/L-48-E | 2012-11-26 | 2030-12-31 | 857 | 976 | 775 | 654
11178 | Rheem | 610430-16/L-48-G | 2012-11-26 | 2030-12-31 | 645 | 714 | 554 | 439
11179 | Rheem | 610430-16/L-49-E | 2012-11-26 | 2030-12-31 | 877 | 998 | 793 | 669
11180 | Rheem | 610430-16/L-49-G | 2012-11-26 | 2030-12-31 | 672 | 745 | 578 | 460
11181 | Rheem | 610430-16/L-50-E | 2012-11-26 | 2030-12-31 | 898 | 1021 | 811 | 685
11182 | Rheem | 610430-16/L-50-G | 2012-11-26 | 2030-12-31 | 699 | 776 | 603 | 482
11183 | Rheem | 610430-16/L-51-E | 2012-11-26 | 2030-12-31 | 918 | 1043 | 830 | 701
11184 | Rheem | 610430-16/L-51-G | 2012-11-26 | 2030-12-31 | 726 | 807 | 628 | 503
11185 | Rheem | 610430-16/L-52-E | 2012-11-26 | 2030-12-31 | 938 | 1065 | 848 | 717
11186 | Rheem | 610430-16/L-52-G | 2012-11-26 | 2030-12-31 | 753 | 838 | 653 | 525
11187 | Rheem | 610430-16/L-53-E | 2012-11-26 | 2030-12-31 | 959 | 1088 | 866 | 733
11188 | Rheem | 610430-16/L-53-G | 2012-11-26 | 2030-12-31 | 780 | 869 | 678 | 546
11189 | Rheem | 610430-16/L-54-E | 2012-11-26 | 2030-12-31 | 979 | 1110 | 885 | 749
11190 | Rheem | 610430-16/L-54-G | 2012-11-26 | 2030-12-31 | 807 | 900 | 703 | 568
11191 | Rheem | 610430-16/L-55-E | 2012-11-26 | 2030-12-31 | 999 | 1132 | 903 | 765
11192 | Rheem | 610430-16/L-55-G | 2012-11-26 | 2030-12-31 | 834 | 931 | 728 | 589
11193 | Rheem | 610430-16/L-56-E | 2012-11-26 | 2030-12-31 | 1020 | 1155 | 922 | 781
11194 | Rheem | 610430-16/L-56-G | 2012-11-26 | 2030-12-31 | 862 | 962 | 753 | 611
11195 | Rheem | 610430-16/L-57-E | 2012-11-26 | 2030-12-31 | 1031 | 1165 | 932 | 789
11196 | Rheem | 610430-16/L-57-G | 2012-11-26 | 2030-12-31 | 870 | 968 | 760 | 617
11197 | Rheem | 610430-16/L-58-E | 2012-11-26 | 2030-12-31 | 1043 | 1176 | 942 | 797
11198 | Rheem | 610430-16/L-58-G | 2012-11-26 | 2030-12-31 | 878 | 975 | 767 | 623
11199 | Rheem | 610430-16/L-59-E | 2012-11-26 | 2030-12-31 | 1054 | 1186 | 952 | 806
11200 | Rheem | 610430-16/L-59-G | 2012-11-26 | 2030-12-31 | 886 | 982 | 774 | 629
11201 | Rheem | 610430-16/L-60-E | 2012-11-26 | 2030-12-31 | 1066 | 1197 | 962 | 814
11202 | Rheem | 610430-16/L-60-G | 2012-11-26 | 2030-12-31 | 895 | 988 | 781 | 635
11203 | Rheem | 610430-16/L-61-E | 2012-11-26 | 2030-12-31 | 1078 | 1207 | 972 | 823
11204 | Rheem | 610430-16/L-61-G | 2012-11-26 | 2030-12-31 | 903 | 995 | 788 | 641
11205 | Rheem | 610430-16/L-62-E | 2012-11-26 | 2030-12-31 | 1089 | 1218 | 982 | 831
11206 | Rheem | 610430-16/L-62-G | 2012-11-26 | 2030-12-31 | 911 | 1002 | 795 | 647
11207 | Rheem | 610430-16/L-63-E | 2012-11-26 | 2030-12-31 | 1101 | 1228 | 992 | 840
11208 | Rheem | 610430-16/L-63-G | 2012-11-26 | 2030-12-31 | 920 | 1008 | 802 | 653
11209 | Rheem | 610430-16/L-64-E | 2012-11-26 | 2030-12-31 | 1113 | 1239 | 1002 | 848
11210 | Rheem | 610430-16/L-64-G | 2012-11-26 | 2030-12-31 | 928 | 1015 | 810 | 659
11211 | Rheem | 610430-16/L-65-E | 2012-11-26 | 2030-12-31 | 1124 | 1250 | 1012 | 856
11212 | Rheem | 610430-16/L-65-G | 2012-11-26 | 2030-12-31 | 936 | 1022 | 817 | 665
11213 | Rheem | 610430-16/L-66-E | 2012-11-26 | 2030-12-31 | 1136 | 1260 | 1022 | 865
11214 | Rheem | 610430-16/L-66-G | 2012-11-26 | 2030-12-31 | 945 | 1028 | 824 | 671
11215 | Rheem | 610430-16/L-67-E | 2012-11-26 | 2030-12-31 | 1147 | 1271 | 1032 | 873
11216 | Rheem | 610430-16/L-67-G | 2012-11-26 | 2030-12-31 | 953 | 1035 | 831 | 677
11217 | Rheem | 610430-16/L-68-E | 2012-11-26 | 2030-12-31 | 1159 | 1281 | 1042 | 882
11218 | Rheem | 610430-16/L-68-G | 2012-11-26 | 2030-12-31 | 961 | 1042 | 838 | 683
11219 | Rheem | 610430-16/L-69-E | 2012-11-26 | 2030-12-31 | 1171 | 1292 | 1052 | 890
11220 | Rheem | 610430-16/L-69-G | 2012-11-26 | 2030-12-31 | 970 | 1048 | 845 | 689
11221 | Rheem | 610430-16/L-70-E | 2012-11-26 | 2030-12-31 | 1182 | 1302 | 1062 | 899
11222 | Rheem | 610430-16/L-70-G | 2012-11-26 | 2030-12-31 | 978 | 1055 | 852 | 695
11223 | Rheem | 610430-16/L-71-E | 2012-11-26 | 2030-12-31 | 1194 | 1313 | 1072 | 907
11224 | Rheem | 610430-16/L-71-G | 2012-11-26 | 2030-12-31 | 986 | 1062 | 859 | 701
11225 | Rheem | 610430-16/L-72-E | 2012-11-26 | 2030-12-31 | 1206 | 1324 | 1082 | 916
11226 | Rheem | 610430-16/L-72-G | 2012-11-26 | 2030-12-31 | 995 | 1069 | 867 | 708
11227 | Rheem | 610430-16/NPT-40-E | 2012-11-26 | 2030-12-31 | 695 | 798 | 628 | 527
11228 | Rheem | 610430-16/NPT-40-G | 2012-11-26 | 2030-12-31 | 429 | 466 | 355 | 267
11229 | Rheem | 610430-16/NPT-41-E | 2012-11-26 | 2030-12-31 | 715 | 820 | 646 | 542
11230 | Rheem | 610430-16/NPT-41-G | 2012-11-26 | 2030-12-31 | 456 | 497 | 379 | 288
11231 | Rheem | 610430-16/NPT-42-E | 2012-11-26 | 2030-12-31 | 735 | 842 | 664 | 558
11232 | Rheem | 610430-16/NPT-42-G | 2012-11-26 | 2030-12-31 | 483 | 528 | 404 | 310
11233 | Rheem | 610430-16/NPT-43-E | 2012-11-26 | 2030-12-31 | 755 | 864 | 683 | 574
11234 | Rheem | 610430-16/NPT-43-G | 2012-11-26 | 2030-12-31 | 510 | 559 | 429 | 331
11235 | Rheem | 610430-16/NPT-44-E | 2012-11-26 | 2030-12-31 | 776 | 887 | 701 | 590
11236 | Rheem | 610430-16/NPT-44-G | 2012-11-26 | 2030-12-31 | 537 | 590 | 454 | 353
11237 | Rheem | 610430-16/NPT-45-E | 2012-11-26 | 2030-12-31 | 796 | 909 | 719 | 606
11238 | Rheem | 610430-16/NPT-45-G | 2012-11-26 | 2030-12-31 | 564 | 621 | 479 | 374
11239 | Rheem | 610430-16/NPT-46-E | 2012-11-26 | 2030-12-31 | 816 | 931 | 738 | 622
11240 | Rheem | 610430-16/NPT-46-G | 2012-11-26 | 2030-12-31 | 591 | 652 | 504 | 396
11241 | Rheem | 610430-16/NPT-47-E | 2012-11-26 | 2030-12-31 | 837 | 954 | 756 | 638
11242 | Rheem | 610430-16/NPT-47-G | 2012-11-26 | 2030-12-31 | 618 | 683 | 529 | 417
11243 | Rheem | 610430-16/NPT-48-E | 2012-11-26 | 2030-12-31 | 857 | 976 | 775 | 654
11244 | Rheem | 610430-16/NPT-48-G | 2012-11-26 | 2030-12-31 | 645 | 714 | 554 | 439
11245 | Rheem | 610430-16/NPT-49-E | 2012-11-26 | 2030-12-31 | 877 | 998 | 793 | 669
11246 | Rheem | 610430-16/NPT-49-G | 2012-11-26 | 2030-12-31 | 672 | 745 | 578 | 460
11247 | Rheem | 610430-16/NPT-50-E | 2012-11-26 | 2030-12-31 | 898 | 1021 | 811 | 685
11248 | Rheem | 610430-16/NPT-50-G | 2012-11-26 | 2030-12-31 | 699 | 776 | 603 | 482
11249 | Rheem | 610430-16/NPT-51-E | 2012-11-26 | 2030-12-31 | 918 | 1043 | 830 | 701
11250 | Rheem | 610430-16/NPT-51-G | 2012-11-26 | 2030-12-31 | 726 | 807 | 628 | 503
11251 | Rheem | 610430-16/NPT-52-E | 2012-11-26 | 2030-12-31 | 938 | 1065 | 848 | 717
11252 | Rheem | 610430-16/NPT-52-G | 2012-11-26 | 2030-12-31 | 753 | 838 | 653 | 525
11253 | Rheem | 610430-16/NPT-53-E | 2012-11-26 | 2030-12-31 | 959 | 1088 | 866 | 733
11254 | Rheem | 610430-16/NPT-53-G | 2012-11-26 | 2030-12-31 | 780 | 869 | 678 | 546
11255 | Rheem | 610430-16/NPT-54-E | 2012-11-26 | 2030-12-31 | 979 | 1110 | 885 | 749
11256 | Rheem | 610430-16/NPT-54-G | 2012-11-26 | 2030-12-31 | 807 | 900 | 703 | 568
11257 | Rheem | 610430-16/NPT-55-E | 2012-11-26 | 2030-12-31 | 999 | 1132 | 903 | 765
11258 | Rheem | 610430-16/NPT-55-G | 2012-11-26 | 2030-12-31 | 834 | 931 | 728 | 589
11259 | Rheem | 610430-16/NPT-56-E | 2012-11-26 | 2030-12-31 | 1020 | 1155 | 922 | 781
11260 | Rheem | 610430-16/NPT-56-G | 2012-11-26 | 2030-12-31 | 862 | 962 | 753 | 611
11261 | Rheem | 610430-16/NPT-57-E | 2012-11-26 | 2030-12-31 | 1031 | 1165 | 932 | 789
11262 | Rheem | 610430-16/NPT-57-G | 2012-11-26 | 2030-12-31 | 870 | 968 | 760 | 617
11263 | Rheem | 610430-16/NPT-58-E | 2012-11-26 | 2030-12-31 | 1043 | 1176 | 942 | 797
11264 | Rheem | 610430-16/NPT-58-G | 2012-11-26 | 2030-12-31 | 878 | 975 | 767 | 623
11265 | Rheem | 610430-16/NPT-59-E | 2012-11-26 | 2030-12-31 | 1054 | 1186 | 952 | 806
11266 | Rheem | 610430-16/NPT-59-G | 2012-11-26 | 2030-12-31 | 886 | 982 | 774 | 629
11267 | Rheem | 610430-16/NPT-60-E | 2012-11-26 | 2030-12-31 | 1066 | 1197 | 962 | 814
11268 | Rheem | 610430-16/NPT-60-G | 2012-11-26 | 2030-12-31 | 895 | 988 | 781 | 635
11269 | Rheem | 610430-16/NPT-61-E | 2012-11-26 | 2030-12-31 | 1078 | 1207 | 972 | 823
11270 | Rheem | 610430-16/NPT-61-G | 2012-11-26 | 2030-12-31 | 903 | 995 | 788 | 641
11271 | Rheem | 610430-16/NPT-62-E | 2012-11-26 | 2030-12-31 | 1089 | 1218 | 982 | 831
11272 | Rheem | 610430-16/NPT-62-G | 2012-11-26 | 2030-12-31 | 911 | 1002 | 795 | 647
11273 | Rheem | 610430-16/NPT-63-E | 2012-11-26 | 2030-12-31 | 1101 | 1228 | 992 | 840
11274 | Rheem | 610430-16/NPT-63-G | 2012-11-26 | 2030-12-31 | 920 | 1008 | 802 | 653
11275 | Rheem | 610430-16/NPT-64-E | 2012-11-26 | 2030-12-31 | 1113 | 1239 | 1002 | 848
11276 | Rheem | 610430-16/NPT-64-G | 2012-11-26 | 2030-12-31 | 928 | 1015 | 810 | 659
11277 | Rheem | 610430-16/NPT-65-E | 2012-11-26 | 2030-12-31 | 1124 | 1250 | 1012 | 856
11278 | Rheem | 610430-16/NPT-65-G | 2012-11-26 | 2030-12-31 | 936 | 1022 | 817 | 665
11279 | Rheem | 610430-16/NPT-66-E | 2012-11-26 | 2030-12-31 | 1136 | 1260 | 1022 | 865
11280 | Rheem | 610430-16/NPT-66-G | 2012-11-26 | 2030-12-31 | 945 | 1028 | 824 | 671
11281 | Rheem | 610430-16/NPT-67-E | 2012-11-26 | 2030-12-31 | 1147 | 1271 | 1032 | 873
11282 | Rheem | 610430-16/NPT-67-G | 2012-11-26 | 2030-12-31 | 953 | 1035 | 831 | 677
11283 | Rheem | 610430-16/NPT-68-E | 2012-11-26 | 2030-12-31 | 1159 | 1281 | 1042 | 882
11284 | Rheem | 610430-16/NPT-68-G | 2012-11-26 | 2030-12-31 | 961 | 1042 | 838 | 683
11285 | Rheem | 610430-16/NPT-69-E | 2012-11-26 | 2030-12-31 | 1171 | 1292 | 1052 | 890
11286 | Rheem | 610430-16/NPT-69-G | 2012-11-26 | 2030-12-31 | 970 | 1048 | 845 | 689
11287 | Rheem | 610430-16/NPT-70-E | 2012-11-26 | 2030-12-31 | 1182 | 1302 | 1062 | 899
11288 | Rheem | 610430-16/NPT-70-G | 2012-11-26 | 2030-12-31 | 978 | 1055 | 852 | 695
11289 | Rheem | 610430-16/NPT-71-E | 2012-11-26 | 2030-12-31 | 1194 | 1313 | 1072 | 907
11290 | Rheem | 610430-16/NPT-71-G | 2012-11-26 | 2030-12-31 | 986 | 1062 | 859 | 701
11291 | Rheem | 610430-16/NPT-72-E | 2012-11-26 | 2030-12-31 | 1206 | 1324 | 1082 | 916
11292 | Rheem | 610430-16/NPT-72-G | 2012-11-26 | 2030-12-31 | 995 | 1069 | 867 | 708
11293 | Rheem | 610430-17/AP07-44-E | 2014-03-01 | 2030-12-31 | 772 | 884 | 699 | 588
11294 | Rheem | 610430-17/AP07-44-G | 2014-03-01 | 2030-12-31 | 539 | 594 | 457 | 355
11295 | Rheem | 610430-17/AP07-45-E | 2014-03-01 | 2030-12-31 | 792 | 906 | 717 | 603
11296 | Rheem | 610430-17/AP07-45-G | 2014-03-01 | 2030-12-31 | 563 | 621 | 479 | 374
11297 | Rheem | 610430-17/AP07-46-E | 2014-03-01 | 2030-12-31 | 812 | 929 | 735 | 619
11298 | Rheem | 610430-17/AP07-46-G | 2014-03-01 | 2030-12-31 | 588 | 649 | 502 | 393
11299 | Rheem | 610430-17/AP07-47-E | 2014-03-01 | 2030-12-31 | 833 | 951 | 754 | 635
11300 | Rheem | 610430-17/AP07-47-G | 2014-03-01 | 2030-12-31 | 612 | 677 | 524 | 413
11301 | Rheem | 610430-17/AP07-48-E | 2014-03-01 | 2030-12-31 | 853 | 974 | 772 | 651
11302 | Rheem | 610430-17/AP07-48-G | 2014-03-01 | 2030-12-31 | 637 | 705 | 547 | 432
11303 | Rheem | 610430-17/AP07-49-E | 2014-03-01 | 2030-12-31 | 874 | 996 | 790 | 667
11304 | Rheem | 610430-17/AP07-49-G | 2014-03-01 | 2030-12-31 | 662 | 733 | 569 | 451
11305 | Rheem | 610430-17/AP07-50-E | 2014-03-01 | 2030-12-31 | 894 | 1019 | 809 | 683
11306 | Rheem | 610430-17/AP07-50-G | 2014-03-01 | 2030-12-31 | 686 | 761 | 592 | 471
11307 | Rheem | 610430-17/AP07-51-E | 2014-03-01 | 2030-12-31 | 915 | 1041 | 827 | 699
11308 | Rheem | 610430-17/AP07-51-G | 2014-03-01 | 2030-12-31 | 711 | 789 | 614 | 490
11309 | Rheem | 610430-17/AP07-52-E | 2014-03-01 | 2030-12-31 | 935 | 1064 | 846 | 715
11310 | Rheem | 610430-17/AP07-52-G | 2014-03-01 | 2030-12-31 | 736 | 817 | 637 | 510
11311 | Rheem | 610430-17/AP07-53-E | 2014-03-01 | 2030-12-31 | 955 | 1086 | 864 | 730
11312 | Rheem | 610430-17/AP07-53-G | 2014-03-01 | 2030-12-31 | 760 | 845 | 659 | 529
11313 | Rheem | 610430-17/AP07-54-E | 2014-03-01 | 2030-12-31 | 976 | 1109 | 882 | 746
11314 | Rheem | 610430-17/AP07-54-G | 2014-03-01 | 2030-12-31 | 785 | 873 | 682 | 548
11315 | Rheem | 610430-17/AP07-55-E | 2014-03-01 | 2030-12-31 | 996 | 1131 | 901 | 762
11316 | Rheem | 610430-17/AP07-55-G | 2014-03-01 | 2030-12-31 | 809 | 901 | 704 | 568
11317 | Rheem | 610430-17/AP07-56-E | 2014-03-01 | 2030-12-31 | 1017 | 1154 | 919 | 778
11318 | Rheem | 610430-17/AP07-56-G | 2014-03-01 | 2030-12-31 | 834 | 929 | 727 | 587
11319 | Rheem | 610430-17/AP07-57-E | 2014-03-01 | 2030-12-31 | 1037 | 1176 | 937 | 794
11320 | Rheem | 610430-17/AP07-57-G | 2014-03-01 | 2030-12-31 | 859 | 957 | 749 | 606
11321 | Rheem | 610430-17/AP07-58-E | 2014-03-01 | 2030-12-31 | 1058 | 1199 | 956 | 810
11322 | Rheem | 610430-17/AP07-58-G | 2014-03-01 | 2030-12-31 | 883 | 985 | 772 | 626
11323 | Rheem | 610430-17/AP07-59-E | 2014-03-01 | 2030-12-31 | 1078 | 1221 | 974 | 826
11324 | Rheem | 610430-17/AP07-59-G | 2014-03-01 | 2030-12-31 | 908 | 1013 | 794 | 645
11325 | Rheem | 610430-17/AP07-60-E | 2014-03-01 | 2030-12-31 | 1099 | 1244 | 993 | 842
11326 | Rheem | 610430-17/AP07-60-G | 2014-03-01 | 2030-12-31 | 933 | 1041 | 817 | 665
11327 | Rheem | 610430-17/AP07-61-E | 2014-03-01 | 2030-12-31 | 1109 | 1253 | 1002 | 849
11328 | Rheem | 610430-17/AP07-61-G | 2014-03-01 | 2030-12-31 | 940 | 1046 | 823 | 670
11329 | Rheem | 610430-17/AP07-62-E | 2014-03-01 | 2030-12-31 | 1120 | 1262 | 1011 | 857
11330 | Rheem | 610430-17/AP07-62-G | 2014-03-01 | 2030-12-31 | 947 | 1051 | 829 | 675
11331 | Rheem | 610430-17/AP07-63-E | 2014-03-01 | 2030-12-31 | 1130 | 1271 | 1020 | 864
11332 | Rheem | 610430-17/AP07-63-G | 2014-03-01 | 2030-12-31 | 954 | 1056 | 835 | 680
11333 | Rheem | 610430-17/AP07-64-E | 2014-03-01 | 2030-12-31 | 1141 | 1280 | 1029 | 872
11334 | Rheem | 610430-17/AP07-64-G | 2014-03-01 | 2030-12-31 | 961 | 1061 | 841 | 685
11335 | Rheem | 610430-17/AP07-65-E | 2014-03-01 | 2030-12-31 | 1152 | 1289 | 1038 | 880
11336 | Rheem | 610430-17/AP07-65-G | 2014-03-01 | 2030-12-31 | 968 | 1066 | 847 | 690
11337 | Rheem | 610430-17/AP07-66-E | 2014-03-01 | 2030-12-31 | 1162 | 1298 | 1047 | 887
11338 | Rheem | 610430-17/AP07-66-G | 2014-03-01 | 2030-12-31 | 975 | 1071 | 853 | 695
11339 | Rheem | 610430-17/AP07-67-E | 2014-03-01 | 2030-12-31 | 1173 | 1307 | 1056 | 895
11340 | Rheem | 610430-17/AP07-67-G | 2014-03-01 | 2030-12-31 | 982 | 1076 | 859 | 700
11341 | Rheem | 610430-17/AP07-68-E | 2014-03-01 | 2030-12-31 | 1183 | 1316 | 1065 | 902
11342 | Rheem | 610430-17/AP07-68-G | 2014-03-01 | 2030-12-31 | 990 | 1081 | 865 | 706
11343 | Rheem | 610430-17/AP07-69-E | 2014-03-01 | 2030-12-31 | 1194 | 1325 | 1074 | 910
11344 | Rheem | 610430-17/AP07-69-G | 2014-03-01 | 2030-12-31 | 997 | 1086 | 871 | 711
11345 | Rheem | 610430-17/AP07-70-E | 2014-03-01 | 2030-12-31 | 1205 | 1334 | 1083 | 918
11346 | Rheem | 610430-17/AP07-70-G | 2014-03-01 | 2030-12-31 | 1004 | 1091 | 877 | 716
11347 | Rheem | 610430-17/AP07-71-E | 2014-03-01 | 2030-12-31 | 1215 | 1343 | 1092 | 925
11348 | Rheem | 610430-17/AP07-71-G | 2014-03-01 | 2030-12-31 | 1011 | 1096 | 883 | 721
11349 | Rheem | 610430-17/AP07-72-E | 2014-03-01 | 2030-12-31 | 1226 | 1352 | 1101 | 933
11350 | Rheem | 610430-17/AP07-72-G | 2014-03-01 | 2030-12-31 | 1018 | 1101 | 889 | 726
11351 | Rheem | 610430-17/AP07-73-E | 2014-03-01 | 2030-12-31 | 1236 | 1361 | 1110 | 940
11352 | Rheem | 610430-17/AP07-73-G | 2014-03-01 | 2030-12-31 | 1025 | 1106 | 895 | 731
11353 | Rheem | 610430-17/AP07-74-E | 2014-03-01 | 2030-12-31 | 1247 | 1370 | 1119 | 948
11354 | Rheem | 610430-17/AP07-74-G | 2014-03-01 | 2030-12-31 | 1032 | 1111 | 901 | 736
11355 | Rheem | 610430-17/AP07-75-E | 2014-03-01 | 2030-12-31 | 1258 | 1380 | 1128 | 956
11356 | Rheem | 610430-17/AP07-75-G | 2014-03-01 | 2030-12-31 | 1040 | 1116 | 908 | 742
11357 | Rheem | 610430-17/L-44-E | 2012-11-26 | 2030-12-31 | 772 | 884 | 699 | 588
11358 | Rheem | 610430-17/L-44-G | 2012-11-26 | 2030-12-31 | 539 | 594 | 457 | 355
11359 | Rheem | 610430-17/L-45-E | 2012-11-26 | 2030-12-31 | 792 | 906 | 717 | 603
11360 | Rheem | 610430-17/L-45-G | 2012-11-26 | 2030-12-31 | 563 | 621 | 479 | 374
11361 | Rheem | 610430-17/L-46-E | 2012-11-26 | 2030-12-31 | 812 | 929 | 735 | 619
11362 | Rheem | 610430-17/L-46-G | 2012-11-26 | 2030-12-31 | 588 | 649 | 502 | 393
11363 | Rheem | 610430-17/L-47-E | 2012-11-26 | 2030-12-31 | 833 | 951 | 754 | 635
11364 | Rheem | 610430-17/L-47-G | 2012-11-26 | 2030-12-31 | 612 | 677 | 524 | 413
11365 | Rheem | 610430-17/L-48-E | 2012-11-26 | 2030-12-31 | 853 | 974 | 772 | 651
11366 | Rheem | 610430-17/L-48-G | 2012-11-26 | 2030-12-31 | 637 | 705 | 547 | 432
11367 | Rheem | 610430-17/L-49-E | 2012-11-26 | 2030-12-31 | 874 | 996 | 790 | 667
11368 | Rheem | 610430-17/L-49-G | 2012-11-26 | 2030-12-31 | 662 | 733 | 569 | 451
11369 | Rheem | 610430-17/L-50-E | 2012-11-26 | 2030-12-31 | 894 | 1019 | 809 | 683
11370 | Rheem | 610430-17/L-50-G | 2012-11-26 | 2030-12-31 | 686 | 761 | 592 | 471
11371 | Rheem | 610430-17/L-51-E | 2012-11-26 | 2030-12-31 | 915 | 1041 | 827 | 699
11372 | Rheem | 610430-17/L-51-G | 2012-11-26 | 2030-12-31 | 711 | 789 | 614 | 490
11373 | Rheem | 610430-17/L-52-E | 2012-11-26 | 2030-12-31 | 935 | 1064 | 846 | 715
11374 | Rheem | 610430-17/L-52-G | 2012-11-26 | 2030-12-31 | 736 | 817 | 637 | 510
11375 | Rheem | 610430-17/L-53-E | 2012-11-26 | 2030-12-31 | 955 | 1086 | 864 | 730
11376 | Rheem | 610430-17/L-53-G | 2012-11-26 | 2030-12-31 | 760 | 845 | 659 | 529
11377 | Rheem | 610430-17/L-54-E | 2012-11-26 | 2030-12-31 | 976 | 1109 | 882 | 746
11378 | Rheem | 610430-17/L-54-G | 2012-11-26 | 2030-12-31 | 785 | 873 | 682 | 548
11379 | Rheem | 610430-17/L-55-E | 2012-11-26 | 2030-12-31 | 996 | 1131 | 901 | 762
11380 | Rheem | 610430-17/L-55-G | 2012-11-26 | 2030-12-31 | 809 | 901 | 704 | 568
11381 | Rheem | 610430-17/L-56-E | 2012-11-26 | 2030-12-31 | 1017 | 1154 | 919 | 778
11382 | Rheem | 610430-17/L-56-G | 2012-11-26 | 2030-12-31 | 834 | 929 | 727 | 587
11383 | Rheem | 610430-17/L-57-E | 2012-11-26 | 2030-12-31 | 1037 | 1176 | 937 | 794
11384 | Rheem | 610430-17/L-57-G | 2012-11-26 | 2030-12-31 | 859 | 957 | 749 | 606
11385 | Rheem | 610430-17/L-58-E | 2012-11-26 | 2030-12-31 | 1058 | 1199 | 956 | 810
11386 | Rheem | 610430-17/L-58-G | 2012-11-26 | 2030-12-31 | 883 | 985 | 772 | 626
11387 | Rheem | 610430-17/L-59-E | 2012-11-26 | 2030-12-31 | 1078 | 1221 | 974 | 826
11388 | Rheem | 610430-17/L-59-G | 2012-11-26 | 2030-12-31 | 908 | 1013 | 794 | 645
11389 | Rheem | 610430-17/L-60-E | 2012-11-26 | 2030-12-31 | 1099 | 1244 | 993 | 842
11390 | Rheem | 610430-17/L-60-G | 2012-11-26 | 2030-12-31 | 933 | 1041 | 817 | 665
11391 | Rheem | 610430-17/L-61-E | 2012-11-26 | 2030-12-31 | 1109 | 1253 | 1002 | 849
11392 | Rheem | 610430-17/L-61-G | 2012-11-26 | 2030-12-31 | 940 | 1046 | 823 | 670
11393 | Rheem | 610430-17/L-62-E | 2012-11-26 | 2030-12-31 | 1120 | 1262 | 1011 | 857
11394 | Rheem | 610430-17/L-62-G | 2012-11-26 | 2030-12-31 | 947 | 1051 | 829 | 675
11395 | Rheem | 610430-17/L-63-E | 2012-11-26 | 2030-12-31 | 1130 | 1271 | 1020 | 864
11396 | Rheem | 610430-17/L-63-G | 2012-11-26 | 2030-12-31 | 954 | 1056 | 835 | 680
11397 | Rheem | 610430-17/L-64-E | 2012-11-26 | 2030-12-31 | 1141 | 1280 | 1029 | 872
11398 | Rheem | 610430-17/L-64-G | 2012-11-26 | 2030-12-31 | 961 | 1061 | 841 | 685
11399 | Rheem | 610430-17/L-65-E | 2012-11-26 | 2030-12-31 | 1152 | 1289 | 1038 | 880
11400 | Rheem | 610430-17/L-65-G | 2012-11-26 | 2030-12-31 | 968 | 1066 | 847 | 690
11401 | Rheem | 610430-17/L-66-E | 2012-11-26 | 2030-12-31 | 1162 | 1298 | 1047 | 887
11402 | Rheem | 610430-17/L-66-G | 2012-11-26 | 2030-12-31 | 975 | 1071 | 853 | 695
11403 | Rheem | 610430-17/L-67-E | 2012-11-26 | 2030-12-31 | 1173 | 1307 | 1056 | 895
11404 | Rheem | 610430-17/L-67-G | 2012-11-26 | 2030-12-31 | 982 | 1076 | 859 | 700
11405 | Rheem | 610430-17/L-68-E | 2012-11-26 | 2030-12-31 | 1183 | 1316 | 1065 | 902
11406 | Rheem | 610430-17/L-68-G | 2012-11-26 | 2030-12-31 | 990 | 1081 | 865 | 706
11407 | Rheem | 610430-17/L-69-E | 2012-11-26 | 2030-12-31 | 1194 | 1325 | 1074 | 910
11408 | Rheem | 610430-17/L-69-G | 2012-11-26 | 2030-12-31 | 997 | 1086 | 871 | 711
11409 | Rheem | 610430-17/L-70-E | 2012-11-26 | 2030-12-31 | 1205 | 1334 | 1083 | 918
11410 | Rheem | 610430-17/L-70-G | 2012-11-26 | 2030-12-31 | 1004 | 1091 | 877 | 716
11411 | Rheem | 610430-17/L-71-E | 2012-11-26 | 2030-12-31 | 1215 | 1343 | 1092 | 925
11412 | Rheem | 610430-17/L-71-G | 2012-11-26 | 2030-12-31 | 1011 | 1096 | 883 | 721
11413 | Rheem | 610430-17/L-72-E | 2012-11-26 | 2030-12-31 | 1226 | 1352 | 1101 | 933
11414 | Rheem | 610430-17/L-72-G | 2012-11-26 | 2030-12-31 | 1018 | 1101 | 889 | 726
11415 | Rheem | 610430-17/L-73-E | 2012-11-26 | 2030-12-31 | 1236 | 1361 | 1110 | 940
11416 | Rheem | 610430-17/L-73-G | 2012-11-26 | 2030-12-31 | 1025 | 1106 | 895 | 731
11417 | Rheem | 610430-17/L-74-E | 2012-11-26 | 2030-12-31 | 1247 | 1370 | 1119 | 948
11418 | Rheem | 610430-17/L-74-G | 2012-11-26 | 2030-12-31 | 1032 | 1111 | 901 | 736
11419 | Rheem | 610430-17/L-75-E | 2012-11-26 | 2030-12-31 | 1258 | 1380 | 1128 | 956
11420 | Rheem | 610430-17/L-75-G | 2012-11-26 | 2030-12-31 | 1040 | 1116 | 908 | 742
11421 | Rheem | 610430-17/NPT-44-E | 2012-11-26 | 2030-12-31 | 772 | 884 | 699 | 588
11422 | Rheem | 610430-17/NPT-44-G | 2012-11-26 | 2030-12-31 | 539 | 594 | 457 | 355
11423 | Rheem | 610430-17/NPT-45-E | 2012-11-26 | 2030-12-31 | 792 | 906 | 717 | 603
11424 | Rheem | 610430-17/NPT-45-G | 2012-11-26 | 2030-12-31 | 563 | 621 | 479 | 374
11425 | Rheem | 610430-17/NPT-46-E | 2012-11-26 | 2030-12-31 | 812 | 929 | 735 | 619
11426 | Rheem | 610430-17/NPT-46-G | 2012-11-26 | 2030-12-31 | 588 | 649 | 502 | 393
11427 | Rheem | 610430-17/NPT-47-E | 2012-11-26 | 2030-12-31 | 833 | 951 | 754 | 635
11428 | Rheem | 610430-17/NPT-47-G | 2012-11-26 | 2030-12-31 | 612 | 677 | 524 | 413
11429 | Rheem | 610430-17/NPT-48-E | 2012-11-26 | 2030-12-31 | 853 | 974 | 772 | 651
11430 | Rheem | 610430-17/NPT-48-G | 2012-11-26 | 2030-12-31 | 637 | 705 | 547 | 432
11431 | Rheem | 610430-17/NPT-49-E | 2012-11-26 | 2030-12-31 | 874 | 996 | 790 | 667
11432 | Rheem | 610430-17/NPT-49-G | 2012-11-26 | 2030-12-31 | 662 | 733 | 569 | 451
11433 | Rheem | 610430-17/NPT-50-E | 2012-11-26 | 2030-12-31 | 894 | 1019 | 809 | 683
11434 | Rheem | 610430-17/NPT-50-G | 2012-11-26 | 2030-12-31 | 686 | 761 | 592 | 471
11435 | Rheem | 610430-17/NPT-51-E | 2012-11-26 | 2030-12-31 | 915 | 1041 | 827 | 699
11436 | Rheem | 610430-17/NPT-51-G | 2012-11-26 | 2030-12-31 | 711 | 789 | 614 | 490
11437 | Rheem | 610430-17/NPT-52-E | 2012-11-26 | 2030-12-31 | 935 | 1064 | 846 | 715
11438 | Rheem | 610430-17/NPT-52-G | 2012-11-26 | 2030-12-31 | 736 | 817 | 637 | 510
11439 | Rheem | 610430-17/NPT-53-E | 2012-11-26 | 2030-12-31 | 955 | 1086 | 864 | 730
11440 | Rheem | 610430-17/NPT-53-G | 2012-11-26 | 2030-12-31 | 760 | 845 | 659 | 529
11441 | Rheem | 610430-17/NPT-54-E | 2012-11-26 | 2030-12-31 | 976 | 1109 | 882 | 746
11442 | Rheem | 610430-17/NPT-54-G | 2012-11-26 | 2030-12-31 | 785 | 873 | 682 | 548
11443 | Rheem | 610430-17/NPT-55-E | 2012-11-26 | 2030-12-31 | 996 | 1131 | 901 | 762
11444 | Rheem | 610430-17/NPT-55-G | 2012-11-26 | 2030-12-31 | 809 | 901 | 704 | 568
11445 | Rheem | 610430-17/NPT-56-E | 2012-11-26 | 2030-12-31 | 1017 | 1154 | 919 | 778
11446 | Rheem | 610430-17/NPT-56-G | 2012-11-26 | 2030-12-31 | 834 | 929 | 727 | 587
11447 | Rheem | 610430-17/NPT-57-E | 2012-11-26 | 2030-12-31 | 1037 | 1176 | 937 | 794
11448 | Rheem | 610430-17/NPT-57-G | 2012-11-26 | 2030-12-31 | 859 | 957 | 749 | 606
11449 | Rheem | 610430-17/NPT-58-E | 2012-11-26 | 2030-12-31 | 1058 | 1199 | 956 | 810
11450 | Rheem | 610430-17/NPT-58-G | 2012-11-26 | 2030-12-31 | 883 | 985 | 772 | 626
11451 | Rheem | 610430-17/NPT-59-E | 2012-11-26 | 2030-12-31 | 1078 | 1221 | 974 | 826
11452 | Rheem | 610430-17/NPT-59-G | 2012-11-26 | 2030-12-31 | 908 | 1013 | 794 | 645
11453 | Rheem | 610430-17/NPT-60-E | 2012-11-26 | 2030-12-31 | 1099 | 1244 | 993 | 842
11454 | Rheem | 610430-17/NPT-60-G | 2012-11-26 | 2030-12-31 | 933 | 1041 | 817 | 665
11455 | Rheem | 610430-17/NPT-61-E | 2012-11-26 | 2030-12-31 | 1109 | 1253 | 1002 | 849
11456 | Rheem | 610430-17/NPT-61-G | 2012-11-26 | 2030-12-31 | 940 | 1046 | 823 | 670
11457 | Rheem | 610430-17/NPT-62-E | 2012-11-26 | 2030-12-31 | 1120 | 1262 | 1011 | 857
11458 | Rheem | 610430-17/NPT-62-G | 2012-11-26 | 2030-12-31 | 947 | 1051 | 829 | 675
11459 | Rheem | 610430-17/NPT-63-E | 2012-11-26 | 2030-12-31 | 1130 | 1271 | 1020 | 864
11460 | Rheem | 610430-17/NPT-63-G | 2012-11-26 | 2030-12-31 | 954 | 1056 | 835 | 680
11461 | Rheem | 610430-17/NPT-64-E | 2012-11-26 | 2030-12-31 | 1141 | 1280 | 1029 | 872
11462 | Rheem | 610430-17/NPT-64-G | 2012-11-26 | 2030-12-31 | 961 | 1061 | 841 | 685
11463 | Rheem | 610430-17/NPT-65-E | 2012-11-26 | 2030-12-31 | 1152 | 1289 | 1038 | 880
11464 | Rheem | 610430-17/NPT-65-G | 2012-11-26 | 2030-12-31 | 968 | 1066 | 847 | 690
11465 | Rheem | 610430-17/NPT-66-E | 2012-11-26 | 2030-12-31 | 1162 | 1298 | 1047 | 887
11466 | Rheem | 610430-17/NPT-66-G | 2012-11-26 | 2030-12-31 | 975 | 1071 | 853 | 695
11467 | Rheem | 610430-17/NPT-67-E | 2012-11-26 | 2030-12-31 | 1173 | 1307 | 1056 | 895
11468 | Rheem | 610430-17/NPT-67-G | 2012-11-26 | 2030-12-31 | 982 | 1076 | 859 | 700
11469 | Rheem | 610430-17/NPT-68-E | 2012-11-26 | 2030-12-31 | 1183 | 1316 | 1065 | 902
11470 | Rheem | 610430-17/NPT-68-G | 2012-11-26 | 2030-12-31 | 990 | 1081 | 865 | 706
11471 | Rheem | 610430-17/NPT-69-E | 2012-11-26 | 2030-12-31 | 1194 | 1325 | 1074 | 910
11472 | Rheem | 610430-17/NPT-69-G | 2012-11-26 | 2030-12-31 | 997 | 1086 | 871 | 711
11473 | Rheem | 610430-17/NPT-70-E | 2012-11-26 | 2030-12-31 | 1205 | 1334 | 1083 | 918
11474 | Rheem | 610430-17/NPT-70-G | 2012-11-26 | 2030-12-31 | 1004 | 1091 | 877 | 716
11475 | Rheem | 610430-17/NPT-71-E | 2012-11-26 | 2030-12-31 | 1215 | 1343 | 1092 | 925
11476 | Rheem | 610430-17/NPT-71-G | 2012-11-26 | 2030-12-31 | 1011 | 1096 | 883 | 721
11477 | Rheem | 610430-17/NPT-72-E | 2012-11-26 | 2030-12-31 | 1226 | 1352 | 1101 | 933
11478 | Rheem | 610430-17/NPT-72-G | 2012-11-26 | 2030-12-31 | 1018 | 1101 | 889 | 726
11479 | Rheem | 610430-17/NPT-73-E | 2012-11-26 | 2030-12-31 | 1236 | 1361 | 1110 | 940
11480 | Rheem | 610430-17/NPT-73-G | 2012-11-26 | 2030-12-31 | 1025 | 1106 | 895 | 731
11481 | Rheem | 610430-17/NPT-74-E | 2012-11-26 | 2030-12-31 | 1247 | 1370 | 1119 | 948
11482 | Rheem | 610430-17/NPT-74-G | 2012-11-26 | 2030-12-31 | 1032 | 1111 | 901 | 736
11483 | Rheem | 610430-17/NPT-75-E | 2012-11-26 | 2030-12-31 | 1258 | 1380 | 1128 | 956
11484 | Rheem | 610430-17/NPT-75-G | 2012-11-26 | 2030-12-31 | 1040 | 1116 | 908 | 742
11485 | Rheem | 610430-18/AP07-46-E | 2014-03-01 | 2030-12-31 | 809 | 925 | 732 | 617
11486 | Rheem | 610430-18/AP07-47-E | 2014-03-01 | 2030-12-31 | 829 | 947 | 750 | 632
11487 | Rheem | 610430-18/AP07-47-G | 2014-03-01 | 2030-12-31 | 507 | 552 | 420 | 316
11488 | Rheem | 610430-18/AP07-48-E | 2014-03-01 | 2030-12-31 | 849 | 970 | 768 | 648
11489 | Rheem | 610430-18/AP07-48-G | 2014-03-01 | 2030-12-31 | 535 | 584 | 446 | 338
11490 | Rheem | 610430-18/AP07-49-E | 2014-03-01 | 2030-12-31 | 870 | 992 | 787 | 664
11491 | Rheem | 610430-18/AP07-49-G | 2014-03-01 | 2030-12-31 | 564 | 617 | 472 | 361
11492 | Rheem | 610430-18/AP07-50-E | 2014-03-01 | 2030-12-31 | 890 | 1015 | 805 | 680
11493 | Rheem | 610430-18/AP07-50-G | 2014-03-01 | 2030-12-31 | 592 | 650 | 498 | 384
11494 | Rheem | 610430-18/AP07-51-E | 2014-03-01 | 2030-12-31 | 911 | 1037 | 824 | 696
11495 | Rheem | 610430-18/AP07-51-G | 2014-03-01 | 2030-12-31 | 621 | 683 | 525 | 407
11496 | Rheem | 610430-18/AP07-52-E | 2014-03-01 | 2030-12-31 | 931 | 1060 | 842 | 712
11497 | Rheem | 610430-18/AP07-52-G | 2014-03-01 | 2030-12-31 | 649 | 716 | 551 | 429
11498 | Rheem | 610430-18/AP07-53-E | 2014-03-01 | 2030-12-31 | 952 | 1082 | 861 | 728
11499 | Rheem | 610430-18/AP07-53-G | 2014-03-01 | 2030-12-31 | 678 | 749 | 577 | 452
11500 | Rheem | 610430-18/AP07-54-E | 2014-03-01 | 2030-12-31 | 972 | 1105 | 879 | 744
11501 | Rheem | 610430-18/AP07-54-G | 2014-03-01 | 2030-12-31 | 706 | 782 | 603 | 475
11502 | Rheem | 610430-18/AP07-55-E | 2014-03-01 | 2030-12-31 | 993 | 1127 | 898 | 760
11503 | Rheem | 610430-18/AP07-55-G | 2014-03-01 | 2030-12-31 | 735 | 815 | 630 | 498
11504 | Rheem | 610430-18/AP07-56-E | 2014-03-01 | 2030-12-31 | 1013 | 1150 | 916 | 776
11505 | Rheem | 610430-18/AP07-56-G | 2014-03-01 | 2030-12-31 | 764 | 848 | 656 | 520
11506 | Rheem | 610430-18/AP07-57-E | 2014-03-01 | 2030-12-31 | 1034 | 1172 | 935 | 792
11507 | Rheem | 610430-18/AP07-57-G | 2014-03-01 | 2030-12-31 | 792 | 881 | 682 | 543
11508 | Rheem | 610430-18/AP07-58-E | 2014-03-01 | 2030-12-31 | 1054 | 1195 | 953 | 808
11509 | Rheem | 610430-18/AP07-58-G | 2014-03-01 | 2030-12-31 | 821 | 914 | 708 | 566
11510 | Rheem | 610430-18/AP07-59-E | 2014-03-01 | 2030-12-31 | 1075 | 1217 | 972 | 824
11511 | Rheem | 610430-18/AP07-59-G | 2014-03-01 | 2030-12-31 | 849 | 947 | 735 | 589
11512 | Rheem | 610430-18/AP07-60-E | 2014-03-01 | 2030-12-31 | 1095 | 1240 | 990 | 840
11513 | Rheem | 610430-18/AP07-60-G | 2014-03-01 | 2030-12-31 | 878 | 980 | 761 | 611
11514 | Rheem | 610430-18/AP07-61-E | 2014-03-01 | 2030-12-31 | 1116 | 1262 | 1009 | 856
11515 | Rheem | 610430-18/AP07-61-G | 2014-03-01 | 2030-12-31 | 906 | 1013 | 787 | 634
11516 | Rheem | 610430-18/AP07-62-E | 2014-03-01 | 2030-12-31 | 1136 | 1285 | 1027 | 872
11517 | Rheem | 610430-18/AP07-62-G | 2014-03-01 | 2030-12-31 | 935 | 1046 | 813 | 657
11518 | Rheem | 610430-18/AP07-63-E | 2014-03-01 | 2030-12-31 | 1157 | 1308 | 1046 | 888
11519 | Rheem | 610430-18/AP07-63-G | 2014-03-01 | 2030-12-31 | 964 | 1079 | 840 | 680
11520 | Rheem | 610430-18/AP07-64-E | 2014-03-01 | 2030-12-31 | 1165 | 1314 | 1053 | 893
11521 | Rheem | 610430-18/AP07-64-G | 2014-03-01 | 2030-12-31 | 971 | 1084 | 846 | 685
11522 | Rheem | 610430-18/AP07-65-E | 2014-03-01 | 2030-12-31 | 1174 | 1320 | 1060 | 899
11523 | Rheem | 610430-18/AP07-65-G | 2014-03-01 | 2030-12-31 | 979 | 1090 | 853 | 690
11524 | Rheem | 610430-18/AP07-66-E | 2014-03-01 | 2030-12-31 | 1182 | 1327 | 1067 | 905
11525 | Rheem | 610430-18/AP07-66-G | 2014-03-01 | 2030-12-31 | 987 | 1096 | 859 | 696
11526 | Rheem | 610430-18/AP07-67-E | 2014-03-01 | 2030-12-31 | 1191 | 1333 | 1074 | 911
11527 | Rheem | 610430-18/AP07-67-G | 2014-03-01 | 2030-12-31 | 995 | 1102 | 866 | 701
11528 | Rheem | 610430-18/AP07-68-E | 2014-03-01 | 2030-12-31 | 1199 | 1340 | 1081 | 916
11529 | Rheem | 610430-18/AP07-68-G | 2014-03-01 | 2030-12-31 | 1002 | 1108 | 872 | 707
11530 | Rheem | 610430-18/AP07-69-E | 2014-03-01 | 2030-12-31 | 1208 | 1346 | 1088 | 922
11531 | Rheem | 610430-18/AP07-69-G | 2014-03-01 | 2030-12-31 | 1010 | 1114 | 879 | 712
11532 | Rheem | 610430-18/AP07-70-E | 2014-03-01 | 2030-12-31 | 1217 | 1352 | 1095 | 928
11533 | Rheem | 610430-18/AP07-70-G | 2014-03-01 | 2030-12-31 | 1018 | 1120 | 886 | 717
11534 | Rheem | 610430-18/AP07-71-E | 2014-03-01 | 2030-12-31 | 1225 | 1359 | 1102 | 934
11535 | Rheem | 610430-18/AP07-71-G | 2014-03-01 | 2030-12-31 | 1026 | 1126 | 892 | 723
11536 | Rheem | 610430-18/AP07-72-E | 2014-03-01 | 2030-12-31 | 1234 | 1365 | 1109 | 939
11537 | Rheem | 610430-18/AP07-72-G | 2014-03-01 | 2030-12-31 | 1033 | 1131 | 899 | 728
11538 | Rheem | 610430-18/AP07-73-E | 2014-03-01 | 2030-12-31 | 1242 | 1372 | 1116 | 945
11539 | Rheem | 610430-18/AP07-73-G | 2014-03-01 | 2030-12-31 | 1041 | 1137 | 905 | 734
11540 | Rheem | 610430-18/AP07-74-E | 2014-03-01 | 2030-12-31 | 1251 | 1378 | 1123 | 951
11541 | Rheem | 610430-18/AP07-74-G | 2014-03-01 | 2030-12-31 | 1049 | 1143 | 912 | 739
11542 | Rheem | 610430-18/AP07-75-E | 2014-03-01 | 2030-12-31 | 1260 | 1384 | 1130 | 957
11543 | Rheem | 610430-18/AP07-75-G | 2014-03-01 | 2030-12-31 | 1057 | 1149 | 919 | 744
11544 | Rheem | 610430-18/AP07-76-E | 2014-03-01 | 2030-12-31 | 1268 | 1391 | 1137 | 962
11545 | Rheem | 610430-18/AP07-76-G | 2014-03-01 | 2030-12-31 | 1064 | 1155 | 925 | 750
11546 | Rheem | 610430-18/AP07-77-E | 2014-03-01 | 2030-12-31 | 1277 | 1397 | 1144 | 968
11547 | Rheem | 610430-18/AP07-77-G | 2014-03-01 | 2030-12-31 | 1072 | 1161 | 932 | 755
11548 | Rheem | 610430-18/AP07-78-E | 2014-03-01 | 2030-12-31 | 1285 | 1404 | 1151 | 974
11549 | Rheem | 610430-18/AP07-78-G | 2014-03-01 | 2030-12-31 | 1080 | 1167 | 938 | 761
11550 | Rheem | 610430-18/AP07-79-E | 2014-03-01 | 2030-12-31 | 1294 | 1410 | 1158 | 980
11551 | Rheem | 610430-18/AP07-79-G | 2014-03-01 | 2030-12-31 | 1088 | 1173 | 945 | 766
11552 | Rheem | 610430-18/AP07-80-E | 2014-03-01 | 2030-12-31 | 1303 | 1417 | 1166 | 986
11553 | Rheem | 610430-18/AP07-80-G | 2014-03-01 | 2030-12-31 | 1096 | 1179 | 952 | 772
11554 | Rheem | 610430-18/L-46-E | 2012-11-26 | 2030-12-31 | 809 | 925 | 732 | 617
11555 | Rheem | 610430-18/L-47-E | 2012-11-26 | 2030-12-31 | 829 | 947 | 750 | 632
11556 | Rheem | 610430-18/L-47-G | 2012-11-26 | 2030-12-31 | 507 | 552 | 420 | 316
11557 | Rheem | 610430-18/L-48-E | 2012-11-26 | 2030-12-31 | 849 | 970 | 768 | 648
11558 | Rheem | 610430-18/L-48-G | 2012-11-26 | 2030-12-31 | 535 | 584 | 446 | 338
11559 | Rheem | 610430-18/L-49-E | 2012-11-26 | 2030-12-31 | 870 | 992 | 787 | 664
11560 | Rheem | 610430-18/L-49-G | 2012-11-26 | 2030-12-31 | 564 | 617 | 472 | 361
11561 | Rheem | 610430-18/L-50-E | 2012-11-26 | 2030-12-31 | 890 | 1015 | 805 | 680
11562 | Rheem | 610430-18/L-50-G | 2012-11-26 | 2030-12-31 | 592 | 650 | 498 | 384
11563 | Rheem | 610430-18/L-51-E | 2012-11-26 | 2030-12-31 | 911 | 1037 | 824 | 696
11564 | Rheem | 610430-18/L-51-G | 2012-11-26 | 2030-12-31 | 621 | 683 | 525 | 407
11565 | Rheem | 610430-18/L-52-E | 2012-11-26 | 2030-12-31 | 931 | 1060 | 842 | 712
11566 | Rheem | 610430-18/L-52-G | 2012-11-26 | 2030-12-31 | 649 | 716 | 551 | 429
11567 | Rheem | 610430-18/L-53-E | 2012-11-26 | 2030-12-31 | 952 | 1082 | 861 | 728
11568 | Rheem | 610430-18/L-53-G | 2012-11-26 | 2030-12-31 | 678 | 749 | 577 | 452
11569 | Rheem | 610430-18/L-54-E | 2012-11-26 | 2030-12-31 | 972 | 1105 | 879 | 744
11570 | Rheem | 610430-18/L-54-G | 2012-11-26 | 2030-12-31 | 706 | 782 | 603 | 475
11571 | Rheem | 610430-18/L-55-E | 2012-11-26 | 2030-12-31 | 993 | 1127 | 898 | 760
11572 | Rheem | 610430-18/L-55-G | 2012-11-26 | 2030-12-31 | 735 | 815 | 630 | 498
11573 | Rheem | 610430-18/L-56-E | 2012-11-26 | 2030-12-31 | 1013 | 1150 | 916 | 776
11574 | Rheem | 610430-18/L-56-G | 2012-11-26 | 2030-12-31 | 764 | 848 | 656 | 520
11575 | Rheem | 610430-18/L-57-E | 2012-11-26 | 2030-12-31 | 1034 | 1172 | 935 | 792
11576 | Rheem | 610430-18/L-57-G | 2012-11-26 | 2030-12-31 | 792 | 881 | 682 | 543
11577 | Rheem | 610430-18/L-58-E | 2012-11-26 | 2030-12-31 | 1054 | 1195 | 953 | 808
11578 | Rheem | 610430-18/L-58-G | 2012-11-26 | 2030-12-31 | 821 | 914 | 708 | 566
11579 | Rheem | 610430-18/L-59-E | 2012-11-26 | 2030-12-31 | 1075 | 1217 | 972 | 824
11580 | Rheem | 610430-18/L-59-G | 2012-11-26 | 2030-12-31 | 849 | 947 | 735 | 589
11581 | Rheem | 610430-18/L-60-E | 2012-11-26 | 2030-12-31 | 1095 | 1240 | 990 | 840
11582 | Rheem | 610430-18/L-60-G | 2012-11-26 | 2030-12-31 | 878 | 980 | 761 | 611
11583 | Rheem | 610430-18/L-61-E | 2012-11-26 | 2030-12-31 | 1116 | 1262 | 1009 | 856
11584 | Rheem | 610430-18/L-61-G | 2012-11-26 | 2030-12-31 | 906 | 1013 | 787 | 634
11585 | Rheem | 610430-18/L-62-E | 2012-11-26 | 2030-12-31 | 1136 | 1285 | 1027 | 872
11586 | Rheem | 610430-18/L-62-G | 2012-11-26 | 2030-12-31 | 935 | 1046 | 813 | 657
11587 | Rheem | 610430-18/L-63-E | 2012-11-26 | 2030-12-31 | 1157 | 1308 | 1046 | 888
11588 | Rheem | 610430-18/L-63-G | 2012-11-26 | 2030-12-31 | 964 | 1079 | 840 | 680
11589 | Rheem | 610430-18/L-64-E | 2012-11-26 | 2030-12-31 | 1165 | 1314 | 1053 | 893
11590 | Rheem | 610430-18/L-64-G | 2012-11-26 | 2030-12-31 | 971 | 1084 | 846 | 685
11591 | Rheem | 610430-18/L-65-E | 2012-11-26 | 2030-12-31 | 1174 | 1320 | 1060 | 899
11592 | Rheem | 610430-18/L-65-G | 2012-11-26 | 2030-12-31 | 979 | 1090 | 853 | 690
11593 | Rheem | 610430-18/L-66-E | 2012-11-26 | 2030-12-31 | 1182 | 1327 | 1067 | 905
11594 | Rheem | 610430-18/L-66-G | 2012-11-26 | 2030-12-31 | 987 | 1096 | 859 | 696
11595 | Rheem | 610430-18/L-67-E | 2012-11-26 | 2030-12-31 | 1191 | 1333 | 1074 | 911
11596 | Rheem | 610430-18/L-67-G | 2012-11-26 | 2030-12-31 | 995 | 1102 | 866 | 701
11597 | Rheem | 610430-18/L-68-E | 2012-11-26 | 2030-12-31 | 1199 | 1340 | 1081 | 916
11598 | Rheem | 610430-18/L-68-G | 2012-11-26 | 2030-12-31 | 1002 | 1108 | 872 | 707
11599 | Rheem | 610430-18/L-69-E | 2012-11-26 | 2030-12-31 | 1208 | 1346 | 1088 | 922
11600 | Rheem | 610430-18/L-69-G | 2012-11-26 | 2030-12-31 | 1010 | 1114 | 879 | 712
11601 | Rheem | 610430-18/L-70-E | 2012-11-26 | 2030-12-31 | 1217 | 1352 | 1095 | 928
11602 | Rheem | 610430-18/L-70-G | 2012-11-26 | 2030-12-31 | 1018 | 1120 | 886 | 717
11603 | Rheem | 610430-18/L-71-E | 2012-11-26 | 2030-12-31 | 1225 | 1359 | 1102 | 934
11604 | Rheem | 610430-18/L-71-G | 2012-11-26 | 2030-12-31 | 1026 | 1126 | 892 | 723
11605 | Rheem | 610430-18/L-72-E | 2012-11-26 | 2030-12-31 | 1234 | 1365 | 1109 | 939
11606 | Rheem | 610430-18/L-72-G | 2012-11-26 | 2030-12-31 | 1033 | 1131 | 899 | 728
11607 | Rheem | 610430-18/L-73-E | 2012-11-26 | 2030-12-31 | 1242 | 1372 | 1116 | 945
11608 | Rheem | 610430-18/L-73-G | 2012-11-26 | 2030-12-31 | 1041 | 1137 | 905 | 734
11609 | Rheem | 610430-18/L-74-E | 2012-11-26 | 2030-12-31 | 1251 | 1378 | 1123 | 951
11610 | Rheem | 610430-18/L-74-G | 2012-11-26 | 2030-12-31 | 1049 | 1143 | 912 | 739
11611 | Rheem | 610430-18/L-75-E | 2012-11-26 | 2030-12-31 | 1260 | 1384 | 1130 | 957
11612 | Rheem | 610430-18/L-75-G | 2012-11-26 | 2030-12-31 | 1057 | 1149 | 919 | 744
11613 | Rheem | 610430-18/L-76-E | 2012-11-26 | 2030-12-31 | 1268 | 1391 | 1137 | 962
11614 | Rheem | 610430-18/L-76-G | 2012-11-26 | 2030-12-31 | 1064 | 1155 | 925 | 750
11615 | Rheem | 610430-18/L-77-E | 2012-11-26 | 2030-12-31 | 1277 | 1397 | 1144 | 968
11616 | Rheem | 610430-18/L-77-G | 2012-11-26 | 2030-12-31 | 1072 | 1161 | 932 | 755
11617 | Rheem | 610430-18/L-78-E | 2012-11-26 | 2030-12-31 | 1285 | 1404 | 1151 | 974
11618 | Rheem | 610430-18/L-78-G | 2012-11-26 | 2030-12-31 | 1080 | 1167 | 938 | 761
11619 | Rheem | 610430-18/L-79-E | 2012-11-26 | 2030-12-31 | 1294 | 1410 | 1158 | 980
11620 | Rheem | 610430-18/L-79-G | 2012-11-26 | 2030-12-31 | 1088 | 1173 | 945 | 766
11621 | Rheem | 610430-18/L-80-E | 2012-11-26 | 2030-12-31 | 1303 | 1417 | 1166 | 986
11622 | Rheem | 610430-18/L-80-G | 2012-11-26 | 2030-12-31 | 1096 | 1179 | 952 | 772
11623 | Rheem | 610430-18/NPT-46-E | 2012-11-26 | 2030-12-31 | 809 | 925 | 732 | 617
11624 | Rheem | 610430-18/NPT-47-E | 2012-11-26 | 2030-12-31 | 829 | 947 | 750 | 632
11625 | Rheem | 610430-18/NPT-47-G | 2012-11-26 | 2030-12-31 | 507 | 552 | 420 | 316
11626 | Rheem | 610430-18/NPT-48-E | 2012-11-26 | 2030-12-31 | 849 | 970 | 768 | 648
11627 | Rheem | 610430-18/NPT-48-G | 2012-11-26 | 2030-12-31 | 535 | 584 | 446 | 338
11628 | Rheem | 610430-18/NPT-49-E | 2012-11-26 | 2030-12-31 | 870 | 992 | 787 | 664
11629 | Rheem | 610430-18/NPT-49-G | 2012-11-26 | 2030-12-31 | 564 | 617 | 472 | 361
11630 | Rheem | 610430-18/NPT-50-E | 2012-11-26 | 2030-12-31 | 890 | 1015 | 805 | 680
11631 | Rheem | 610430-18/NPT-50-G | 2012-11-26 | 2030-12-31 | 592 | 650 | 498 | 384
11632 | Rheem | 610430-18/NPT-51-E | 2012-11-26 | 2030-12-31 | 911 | 1037 | 824 | 696
11633 | Rheem | 610430-18/NPT-51-G | 2012-11-26 | 2030-12-31 | 621 | 683 | 525 | 407
11634 | Rheem | 610430-18/NPT-52-E | 2012-11-26 | 2030-12-31 | 931 | 1060 | 842 | 712
11635 | Rheem | 610430-18/NPT-52-G | 2012-11-26 | 2030-12-31 | 649 | 716 | 551 | 429
11636 | Rheem | 610430-18/NPT-53-E | 2012-11-26 | 2030-12-31 | 952 | 1082 | 861 | 728
11637 | Rheem | 610430-18/NPT-53-G | 2012-11-26 | 2030-12-31 | 678 | 749 | 577 | 452
11638 | Rheem | 610430-18/NPT-54-E | 2012-11-26 | 2030-12-31 | 972 | 1105 | 879 | 744
11639 | Rheem | 610430-18/NPT-54-G | 2012-11-26 | 2030-12-31 | 706 | 782 | 603 | 475
11640 | Rheem | 610430-18/NPT-55-E | 2012-11-26 | 2030-12-31 | 993 | 1127 | 898 | 760
11641 | Rheem | 610430-18/NPT-55-G | 2012-11-26 | 2030-12-31 | 735 | 815 | 630 | 498
11642 | Rheem | 610430-18/NPT-56-E | 2012-11-26 | 2030-12-31 | 1013 | 1150 | 916 | 776
11643 | Rheem | 610430-18/NPT-56-G | 2012-11-26 | 2030-12-31 | 764 | 848 | 656 | 520
11644 | Rheem | 610430-18/NPT-57-E | 2012-11-26 | 2030-12-31 | 1034 | 1172 | 935 | 792
11645 | Rheem | 610430-18/NPT-57-G | 2012-11-26 | 2030-12-31 | 792 | 881 | 682 | 543
11646 | Rheem | 610430-18/NPT-58-E | 2012-11-26 | 2030-12-31 | 1054 | 1195 | 953 | 808
11647 | Rheem | 610430-18/NPT-58-G | 2012-11-26 | 2030-12-31 | 821 | 914 | 708 | 566
11648 | Rheem | 610430-18/NPT-59-E | 2012-11-26 | 2030-12-31 | 1075 | 1217 | 972 | 824
11649 | Rheem | 610430-18/NPT-59-G | 2012-11-26 | 2030-12-31 | 849 | 947 | 735 | 589
11650 | Rheem | 610430-18/NPT-60-E | 2012-11-26 | 2030-12-31 | 1095 | 1240 | 990 | 840
11651 | Rheem | 610430-18/NPT-60-G | 2012-11-26 | 2030-12-31 | 878 | 980 | 761 | 611
11652 | Rheem | 610430-18/NPT-61-E | 2012-11-26 | 2030-12-31 | 1116 | 1262 | 1009 | 856
11653 | Rheem | 610430-18/NPT-61-G | 2012-11-26 | 2030-12-31 | 906 | 1013 | 787 | 634
11654 | Rheem | 610430-18/NPT-62-E | 2012-11-26 | 2030-12-31 | 1136 | 1285 | 1027 | 872
11655 | Rheem | 610430-18/NPT-62-G | 2012-11-26 | 2030-12-31 | 935 | 1046 | 813 | 657
11656 | Rheem | 610430-18/NPT-63-E | 2012-11-26 | 2030-12-31 | 1157 | 1308 | 1046 | 888
11657 | Rheem | 610430-18/NPT-63-G | 2012-11-26 | 2030-12-31 | 964 | 1079 | 840 | 680
11658 | Rheem | 610430-18/NPT-64-E | 2012-11-26 | 2030-12-31 | 1165 | 1314 | 1053 | 893
11659 | Rheem | 610430-18/NPT-64-G | 2012-11-26 | 2030-12-31 | 971 | 1084 | 846 | 685
11660 | Rheem | 610430-18/NPT-65-E | 2012-11-26 | 2030-12-31 | 1174 | 1320 | 1060 | 899
11661 | Rheem | 610430-18/NPT-65-G | 2012-11-26 | 2030-12-31 | 979 | 1090 | 853 | 690
11662 | Rheem | 610430-18/NPT-66-E | 2012-11-26 | 2030-12-31 | 1182 | 1327 | 1067 | 905
11663 | Rheem | 610430-18/NPT-66-G | 2012-11-26 | 2030-12-31 | 987 | 1096 | 859 | 696
11664 | Rheem | 610430-18/NPT-67-E | 2012-11-26 | 2030-12-31 | 1191 | 1333 | 1074 | 911
11665 | Rheem | 610430-18/NPT-67-G | 2012-11-26 | 2030-12-31 | 995 | 1102 | 866 | 701
11666 | Rheem | 610430-18/NPT-68-E | 2012-11-26 | 2030-12-31 | 1199 | 1340 | 1081 | 916
11667 | Rheem | 610430-18/NPT-68-G | 2012-11-26 | 2030-12-31 | 1002 | 1108 | 872 | 707
11668 | Rheem | 610430-18/NPT-69-E | 2012-11-26 | 2030-12-31 | 1208 | 1346 | 1088 | 922
11669 | Rheem | 610430-18/NPT-69-G | 2012-11-26 | 2030-12-31 | 1010 | 1114 | 879 | 712
11670 | Rheem | 610430-18/NPT-70-E | 2012-11-26 | 2030-12-31 | 1217 | 1352 | 1095 | 928
11671 | Rheem | 610430-18/NPT-70-G | 2012-11-26 | 2030-12-31 | 1018 | 1120 | 886 | 717
11672 | Rheem | 610430-18/NPT-71-E | 2012-11-26 | 2030-12-31 | 1225 | 1359 | 1102 | 934
11673 | Rheem | 610430-18/NPT-71-G | 2012-11-26 | 2030-12-31 | 1026 | 1126 | 892 | 723
11674 | Rheem | 610430-18/NPT-72-E | 2012-11-26 | 2030-12-31 | 1234 | 1365 | 1109 | 939
11675 | Rheem | 610430-18/NPT-72-G | 2012-11-26 | 2030-12-31 | 1033 | 1131 | 899 | 728
11676 | Rheem | 610430-18/NPT-73-E | 2012-11-26 | 2030-12-31 | 1242 | 1372 | 1116 | 945
11677 | Rheem | 610430-18/NPT-73-G | 2012-11-26 | 2030-12-31 | 1041 | 1137 | 905 | 734
11678 | Rheem | 610430-18/NPT-74-E | 2012-11-26 | 2030-12-31 | 1251 | 1378 | 1123 | 951
11679 | Rheem | 610430-18/NPT-74-G | 2012-11-26 | 2030-12-31 | 1049 | 1143 | 912 | 739
11680 | Rheem | 610430-18/NPT-75-E | 2012-11-26 | 2030-12-31 | 1260 | 1384 | 1130 | 957
11681 | Rheem | 610430-18/NPT-75-G | 2012-11-26 | 2030-12-31 | 1057 | 1149 | 919 | 744
11682 | Rheem | 610430-18/NPT-76-E | 2012-11-26 | 2030-12-31 | 1268 | 1391 | 1137 | 962
11683 | Rheem | 610430-18/NPT-76-G | 2012-11-26 | 2030-12-31 | 1064 | 1155 | 925 | 750
11684 | Rheem | 610430-18/NPT-77-E | 2012-11-26 | 2030-12-31 | 1277 | 1397 | 1144 | 968
11685 | Rheem | 610430-18/NPT-77-G | 2012-11-26 | 2030-12-31 | 1072 | 1161 | 932 | 755
11686 | Rheem | 610430-18/NPT-78-E | 2012-11-26 | 2030-12-31 | 1285 | 1404 | 1151 | 974
11687 | Rheem | 610430-18/NPT-78-G | 2012-11-26 | 2030-12-31 | 1080 | 1167 | 938 | 761
11688 | Rheem | 610430-18/NPT-79-E | 2012-11-26 | 2030-12-31 | 1294 | 1410 | 1158 | 980
11689 | Rheem | 610430-18/NPT-79-G | 2012-11-26 | 2030-12-31 | 1088 | 1173 | 945 | 766
11690 | Rheem | 610430-18/NPT-80-E | 2012-11-26 | 2030-12-31 | 1303 | 1417 | 1166 | 986
11691 | Rheem | 610430-18/NPT-80-G | 2012-11-26 | 2030-12-31 | 1096 | 1179 | 952 | 772
11692 | Rheem | 610430-19/AP07-48-E | 2014-03-01 | 2030-12-31 | 835 | 959 | 755 | 635
11693 | Rheem | 610430-19/AP07-48-G | 2014-03-01 | 2030-12-31 | 516 | 562 | 427 | 322
11694 | Rheem | 610430-19/AP07-49-E | 2014-03-01 | 2030-12-31 | 855 | 981 | 773 | 650
11695 | Rheem | 610430-19/AP07-49-G | 2014-03-01 | 2030-12-31 | 543 | 593 | 452 | 343
11696 | Rheem | 610430-19/AP07-50-E | 2014-03-01 | 2030-12-31 | 875 | 1003 | 791 | 666
11697 | Rheem | 610430-19/AP07-50-G | 2014-03-01 | 2030-12-31 | 571 | 625 | 477 | 365
11698 | Rheem | 610430-19/AP07-51-E | 2014-03-01 | 2030-12-31 | 895 | 1026 | 810 | 682
11699 | Rheem | 610430-19/AP07-51-G | 2014-03-01 | 2030-12-31 | 598 | 657 | 503 | 387
11700 | Rheem | 610430-19/AP07-52-E | 2014-03-01 | 2030-12-31 | 916 | 1048 | 828 | 698
11701 | Rheem | 610430-19/AP07-52-G | 2014-03-01 | 2030-12-31 | 626 | 688 | 528 | 409
11702 | Rheem | 610430-19/AP07-53-E | 2014-03-01 | 2030-12-31 | 936 | 1070 | 846 | 714
11703 | Rheem | 610430-19/AP07-53-G | 2014-03-01 | 2030-12-31 | 653 | 720 | 553 | 431
11704 | Rheem | 610430-19/AP07-54-E | 2014-03-01 | 2030-12-31 | 956 | 1093 | 865 | 730
11705 | Rheem | 610430-19/AP07-54-G | 2014-03-01 | 2030-12-31 | 681 | 752 | 579 | 453
11706 | Rheem | 610430-19/AP07-55-E | 2014-03-01 | 2030-12-31 | 976 | 1115 | 883 | 746
11707 | Rheem | 610430-19/AP07-55-G | 2014-03-01 | 2030-12-31 | 708 | 784 | 604 | 475
11708 | Rheem | 610430-19/AP07-56-E | 2014-03-01 | 2030-12-31 | 997 | 1138 | 902 | 762
11709 | Rheem | 610430-19/AP07-56-G | 2014-03-01 | 2030-12-31 | 736 | 815 | 630 | 497
11710 | Rheem | 610430-19/AP07-57-E | 2014-03-01 | 2030-12-31 | 1017 | 1160 | 920 | 778
11711 | Rheem | 610430-19/AP07-57-G | 2014-03-01 | 2030-12-31 | 764 | 847 | 655 | 519
11712 | Rheem | 610430-19/AP07-58-E | 2014-03-01 | 2030-12-31 | 1037 | 1182 | 938 | 793
11713 | Rheem | 610430-19/AP07-58-G | 2014-03-01 | 2030-12-31 | 791 | 879 | 680 | 541
11714 | Rheem | 610430-19/AP07-59-E | 2014-03-01 | 2030-12-31 | 1058 | 1205 | 957 | 809
11715 | Rheem | 610430-19/AP07-59-G | 2014-03-01 | 2030-12-31 | 819 | 910 | 706 | 563
11716 | Rheem | 610430-19/AP07-60-E | 2014-03-01 | 2030-12-31 | 1078 | 1227 | 975 | 825
11717 | Rheem | 610430-19/AP07-60-G | 2014-03-01 | 2030-12-31 | 846 | 942 | 731 | 585
11718 | Rheem | 610430-19/AP07-61-E | 2014-03-01 | 2030-12-31 | 1098 | 1250 | 994 | 841
11719 | Rheem | 610430-19/AP07-61-G | 2014-03-01 | 2030-12-31 | 874 | 974 | 757 | 607
11720 | Rheem | 610430-19/AP07-62-E | 2014-03-01 | 2030-12-31 | 1118 | 1272 | 1012 | 857
11721 | Rheem | 610430-19/AP07-62-G | 2014-03-01 | 2030-12-31 | 901 | 1006 | 782 | 629
11722 | Rheem | 610430-19/AP07-63-E | 2014-03-01 | 2030-12-31 | 1139 | 1294 | 1030 | 873
11723 | Rheem | 610430-19/AP07-63-G | 2014-03-01 | 2030-12-31 | 929 | 1037 | 807 | 651
11724 | Rheem | 610430-19/AP07-64-E | 2014-03-01 | 2030-12-31 | 1159 | 1317 | 1049 | 889
11725 | Rheem | 610430-19/AP07-64-G | 2014-03-01 | 2030-12-31 | 956 | 1069 | 833 | 673
11726 | Rheem | 610430-19/AP07-65-E | 2014-03-01 | 2030-12-31 | 1179 | 1339 | 1067 | 905
11727 | Rheem | 610430-19/AP07-65-G | 2014-03-01 | 2030-12-31 | 984 | 1101 | 858 | 695
11728 | Rheem | 610430-19/AP07-66-E | 2014-03-01 | 2030-12-31 | 1200 | 1362 | 1086 | 921
11729 | Rheem | 610430-19/AP07-66-G | 2014-03-01 | 2030-12-31 | 1012 | 1133 | 884 | 717
11730 | Rheem | 610430-19/AP07-67-E | 2014-03-01 | 2030-12-31 | 1211 | 1372 | 1095 | 928
11731 | Rheem | 610430-19/AP07-67-G | 2014-03-01 | 2030-12-31 | 1019 | 1139 | 890 | 722
11732 | Rheem | 610430-19/AP07-68-E | 2014-03-01 | 2030-12-31 | 1222 | 1382 | 1105 | 936
11733 | Rheem | 610430-19/AP07-68-G | 2014-03-01 | 2030-12-31 | 1027 | 1145 | 897 | 727
11734 | Rheem | 610430-19/AP07-69-E | 2014-03-01 | 2030-12-31 | 1234 | 1392 | 1114 | 944
11735 | Rheem | 610430-19/AP07-69-G | 2014-03-01 | 2030-12-31 | 1035 | 1151 | 903 | 733
11736 | Rheem | 610430-19/AP07-70-E | 2014-03-01 | 2030-12-31 | 1245 | 1402 | 1124 | 951
11737 | Rheem | 610430-19/AP07-70-G | 2014-03-01 | 2030-12-31 | 1043 | 1157 | 910 | 738
11738 | Rheem | 610430-19/AP07-71-E | 2014-03-01 | 2030-12-31 | 1256 | 1412 | 1133 | 959
11739 | Rheem | 610430-19/AP07-71-G | 2014-03-01 | 2030-12-31 | 1051 | 1163 | 916 | 743
11740 | Rheem | 610430-19/AP07-72-E | 2014-03-01 | 2030-12-31 | 1268 | 1422 | 1143 | 967
11741 | Rheem | 610430-19/AP07-72-G | 2014-03-01 | 2030-12-31 | 1059 | 1169 | 923 | 749
11742 | Rheem | 610430-19/AP07-73-E | 2014-03-01 | 2030-12-31 | 1279 | 1432 | 1152 | 975
11743 | Rheem | 610430-19/AP07-73-G | 2014-03-01 | 2030-12-31 | 1066 | 1175 | 929 | 754
11744 | Rheem | 610430-19/AP07-74-E | 2014-03-01 | 2030-12-31 | 1290 | 1442 | 1162 | 982
11745 | Rheem | 610430-19/AP07-74-G | 2014-03-01 | 2030-12-31 | 1074 | 1181 | 936 | 759
11746 | Rheem | 610430-19/AP07-75-E | 2014-03-01 | 2030-12-31 | 1302 | 1452 | 1171 | 990
11747 | Rheem | 610430-19/AP07-75-G | 2014-03-01 | 2030-12-31 | 1082 | 1187 | 943 | 765
11748 | Rheem | 610430-19/AP07-76-E | 2014-03-01 | 2030-12-31 | 1313 | 1462 | 1181 | 998
11749 | Rheem | 610430-19/AP07-76-G | 2014-03-01 | 2030-12-31 | 1090 | 1193 | 949 | 770
11750 | Rheem | 610430-19/AP07-77-E | 2014-03-01 | 2030-12-31 | 1324 | 1472 | 1190 | 1005
11751 | Rheem | 610430-19/AP07-77-G | 2014-03-01 | 2030-12-31 | 1098 | 1199 | 956 | 775
11752 | Rheem | 610430-19/AP07-78-E | 2014-03-01 | 2030-12-31 | 1336 | 1482 | 1200 | 1013
11753 | Rheem | 610430-19/AP07-78-G | 2014-03-01 | 2030-12-31 | 1106 | 1205 | 962 | 781
11754 | Rheem | 610430-19/AP07-79-E | 2014-03-01 | 2030-12-31 | 1347 | 1492 | 1209 | 1021
11755 | Rheem | 610430-19/AP07-79-G | 2014-03-01 | 2030-12-31 | 1113 | 1211 | 969 | 786
11756 | Rheem | 610430-19/AP07-80-E | 2014-03-01 | 2030-12-31 | 1358 | 1502 | 1219 | 1029
11757 | Rheem | 610430-19/AP07-80-G | 2014-03-01 | 2030-12-31 | 1121 | 1217 | 975 | 791
11758 | Rheem | 610430-19/AP07-81-E | 2014-03-01 | 2030-12-31 | 1370 | 1512 | 1228 | 1036
11759 | Rheem | 610430-19/AP07-81-G | 2014-03-01 | 2030-12-31 | 1129 | 1223 | 982 | 797
11760 | Rheem | 610430-19/AP07-82-E | 2014-03-01 | 2030-12-31 | 1381 | 1522 | 1238 | 1044
11761 | Rheem | 610430-19/AP07-82-G | 2014-03-01 | 2030-12-31 | 1137 | 1229 | 988 | 802
11762 | Rheem | 610430-19/AP07-83-E | 2014-03-01 | 2030-12-31 | 1392 | 1532 | 1247 | 1052
11763 | Rheem | 610430-19/AP07-83-G | 2014-03-01 | 2030-12-31 | 1145 | 1235 | 995 | 807
11764 | Rheem | 610430-19/AP07-84-E | 2014-03-01 | 2030-12-31 | 1404 | 1543 | 1257 | 1060
11765 | Rheem | 610430-19/AP07-84-G | 2014-03-01 | 2030-12-31 | 1153 | 1242 | 1002 | 813
11766 | Rheem | 610430-19/L-48-E | 2012-11-26 | 2030-12-31 | 835 | 959 | 755 | 635
11767 | Rheem | 610430-19/L-48-G | 2012-11-26 | 2030-12-31 | 516 | 562 | 427 | 322
11768 | Rheem | 610430-19/L-49-E | 2012-11-26 | 2030-12-31 | 855 | 981 | 773 | 650
11769 | Rheem | 610430-19/L-49-G | 2012-11-26 | 2030-12-31 | 543 | 593 | 452 | 343
11770 | Rheem | 610430-19/L-50-E | 2012-11-26 | 2030-12-31 | 875 | 1003 | 791 | 666
11771 | Rheem | 610430-19/L-50-G | 2012-11-26 | 2030-12-31 | 571 | 625 | 477 | 365
11772 | Rheem | 610430-19/L-51-E | 2012-11-26 | 2030-12-31 | 895 | 1026 | 810 | 682
11773 | Rheem | 610430-19/L-51-G | 2012-11-26 | 2030-12-31 | 598 | 657 | 503 | 387
11774 | Rheem | 610430-19/L-52-E | 2012-11-26 | 2030-12-31 | 916 | 1048 | 828 | 698
11775 | Rheem | 610430-19/L-52-G | 2012-11-26 | 2030-12-31 | 626 | 688 | 528 | 409
11776 | Rheem | 610430-19/L-53-E | 2012-11-26 | 2030-12-31 | 936 | 1070 | 846 | 714
11777 | Rheem | 610430-19/L-53-G | 2012-11-26 | 2030-12-31 | 653 | 720 | 553 | 431
11778 | Rheem | 610430-19/L-54-E | 2012-11-26 | 2030-12-31 | 956 | 1093 | 865 | 730
11779 | Rheem | 610430-19/L-54-G | 2012-11-26 | 2030-12-31 | 681 | 752 | 579 | 453
11780 | Rheem | 610430-19/L-55-E | 2012-11-26 | 2030-12-31 | 976 | 1115 | 883 | 746
11781 | Rheem | 610430-19/L-55-G | 2012-11-26 | 2030-12-31 | 708 | 784 | 604 | 475
11782 | Rheem | 610430-19/L-56-E | 2012-11-26 | 2030-12-31 | 997 | 1138 | 902 | 762
11783 | Rheem | 610430-19/L-56-G | 2012-11-26 | 2030-12-31 | 736 | 815 | 630 | 497
11784 | Rheem | 610430-19/L-57-E | 2012-11-26 | 2030-12-31 | 1017 | 1160 | 920 | 778
11785 | Rheem | 610430-19/L-57-G | 2012-11-26 | 2030-12-31 | 764 | 847 | 655 | 519
11786 | Rheem | 610430-19/L-58-E | 2012-11-26 | 2030-12-31 | 1037 | 1182 | 938 | 793
11787 | Rheem | 610430-19/L-58-G | 2012-11-26 | 2030-12-31 | 791 | 879 | 680 | 541
11788 | Rheem | 610430-19/L-59-E | 2012-11-26 | 2030-12-31 | 1058 | 1205 | 957 | 809
11789 | Rheem | 610430-19/L-59-G | 2012-11-26 | 2030-12-31 | 819 | 910 | 706 | 563
11790 | Rheem | 610430-19/L-60-E | 2012-11-26 | 2030-12-31 | 1078 | 1227 | 975 | 825
11791 | Rheem | 610430-19/L-60-G | 2012-11-26 | 2030-12-31 | 846 | 942 | 731 | 585
11792 | Rheem | 610430-19/L-61-E | 2012-11-26 | 2030-12-31 | 1098 | 1250 | 994 | 841
11793 | Rheem | 610430-19/L-61-G | 2012-11-26 | 2030-12-31 | 874 | 974 | 757 | 607
11794 | Rheem | 610430-19/L-62-E | 2012-11-26 | 2030-12-31 | 1118 | 1272 | 1012 | 857
11795 | Rheem | 610430-19/L-62-G | 2012-11-26 | 2030-12-31 | 901 | 1006 | 782 | 629
11796 | Rheem | 610430-19/L-63-E | 2012-11-26 | 2030-12-31 | 1139 | 1294 | 1030 | 873
11797 | Rheem | 610430-19/L-63-G | 2012-11-26 | 2030-12-31 | 929 | 1037 | 807 | 651
11798 | Rheem | 610430-19/L-64-E | 2012-11-26 | 2030-12-31 | 1159 | 1317 | 1049 | 889
11799 | Rheem | 610430-19/L-64-G | 2012-11-26 | 2030-12-31 | 956 | 1069 | 833 | 673
11800 | Rheem | 610430-19/L-65-E | 2012-11-26 | 2030-12-31 | 1179 | 1339 | 1067 | 905
11801 | Rheem | 610430-19/L-65-G | 2012-11-26 | 2030-12-31 | 984 | 1101 | 858 | 695
11802 | Rheem | 610430-19/L-66-E | 2012-11-26 | 2030-12-31 | 1200 | 1362 | 1086 | 921
11803 | Rheem | 610430-19/L-66-G | 2012-11-26 | 2030-12-31 | 1012 | 1133 | 884 | 717
11804 | Rheem | 610430-19/L-67-E | 2012-11-26 | 2030-12-31 | 1211 | 1372 | 1095 | 928
11805 | Rheem | 610430-19/L-67-G | 2012-11-26 | 2030-12-31 | 1019 | 1139 | 890 | 722
11806 | Rheem | 610430-19/L-68-E | 2012-11-26 | 2030-12-31 | 1222 | 1382 | 1105 | 936
11807 | Rheem | 610430-19/L-68-G | 2012-11-26 | 2030-12-31 | 1027 | 1145 | 897 | 727
11808 | Rheem | 610430-19/L-69-E | 2012-11-26 | 2030-12-31 | 1234 | 1392 | 1114 | 944
11809 | Rheem | 610430-19/L-69-G | 2012-11-26 | 2030-12-31 | 1035 | 1151 | 903 | 733
11810 | Rheem | 610430-19/L-70-E | 2012-11-26 | 2030-12-31 | 1245 | 1402 | 1124 | 951
11811 | Rheem | 610430-19/L-70-G | 2012-11-26 | 2030-12-31 | 1043 | 1157 | 910 | 738
11812 | Rheem | 610430-19/L-71-E | 2012-11-26 | 2030-12-31 | 1256 | 1412 | 1133 | 959
11813 | Rheem | 610430-19/L-71-G | 2012-11-26 | 2030-12-31 | 1051 | 1163 | 916 | 743
11814 | Rheem | 610430-19/L-72-E | 2012-11-26 | 2030-12-31 | 1268 | 1422 | 1143 | 967
11815 | Rheem | 610430-19/L-72-G | 2012-11-26 | 2030-12-31 | 1059 | 1169 | 923 | 749
11816 | Rheem | 610430-19/L-73-E | 2012-11-26 | 2030-12-31 | 1279 | 1432 | 1152 | 975
11817 | Rheem | 610430-19/L-73-G | 2012-11-26 | 2030-12-31 | 1066 | 1175 | 929 | 754
11818 | Rheem | 610430-19/L-74-E | 2012-11-26 | 2030-12-31 | 1290 | 1442 | 1162 | 982
11819 | Rheem | 610430-19/L-74-G | 2012-11-26 | 2030-12-31 | 1074 | 1181 | 936 | 759
11820 | Rheem | 610430-19/L-75-E | 2012-11-26 | 2030-12-31 | 1302 | 1452 | 1171 | 990
11821 | Rheem | 610430-19/L-75-G | 2012-11-26 | 2030-12-31 | 1082 | 1187 | 943 | 765
11822 | Rheem | 610430-19/L-76-E | 2012-11-26 | 2030-12-31 | 1313 | 1462 | 1181 | 998
11823 | Rheem | 610430-19/L-76-G | 2012-11-26 | 2030-12-31 | 1090 | 1193 | 949 | 770
11824 | Rheem | 610430-19/L-77-E | 2012-11-26 | 2030-12-31 | 1324 | 1472 | 1190 | 1005
11825 | Rheem | 610430-19/L-77-G | 2012-11-26 | 2030-12-31 | 1098 | 1199 | 956 | 775
11826 | Rheem | 610430-19/L-78-E | 2012-11-26 | 2030-12-31 | 1336 | 1482 | 1200 | 1013
11827 | Rheem | 610430-19/L-78-G | 2012-11-26 | 2030-12-31 | 1106 | 1205 | 962 | 781
11828 | Rheem | 610430-19/L-79-E | 2012-11-26 | 2030-12-31 | 1347 | 1492 | 1209 | 1021
11829 | Rheem | 610430-19/L-79-G | 2012-11-26 | 2030-12-31 | 1113 | 1211 | 969 | 786
11830 | Rheem | 610430-19/L-80-E | 2012-11-26 | 2030-12-31 | 1358 | 1502 | 1219 | 1029
11831 | Rheem | 610430-19/L-80-G | 2012-11-26 | 2030-12-31 | 1121 | 1217 | 975 | 791
11832 | Rheem | 610430-19/L-81-E | 2012-11-26 | 2030-12-31 | 1370 | 1512 | 1228 | 1036
11833 | Rheem | 610430-19/L-81-G | 2012-11-26 | 2030-12-31 | 1129 | 1223 | 982 | 797
11834 | Rheem | 610430-19/L-82-E | 2012-11-26 | 2030-12-31 | 1381 | 1522 | 1238 | 1044
11835 | Rheem | 610430-19/L-82-G | 2012-11-26 | 2030-12-31 | 1137 | 1229 | 988 | 802
11836 | Rheem | 610430-19/L-83-E | 2012-11-26 | 2030-12-31 | 1392 | 1532 | 1247 | 1052
11837 | Rheem | 610430-19/L-83-G | 2012-11-26 | 2030-12-31 | 1145 | 1235 | 995 | 807
11838 | Rheem | 610430-19/L-84-E | 2012-11-26 | 2030-12-31 | 1404 | 1543 | 1257 | 1060
11839 | Rheem | 610430-19/L-84-G | 2012-11-26 | 2030-12-31 | 1153 | 1242 | 1002 | 813
11840 | Rheem | 610430-19/NPT-48-E | 2012-11-26 | 2030-12-31 | 835 | 959 | 755 | 635
11841 | Rheem | 610430-19/NPT-48-G | 2012-11-26 | 2030-12-31 | 516 | 562 | 427 | 322
11842 | Rheem | 610430-19/NPT-49-E | 2012-11-26 | 2030-12-31 | 855 | 981 | 773 | 650
11843 | Rheem | 610430-19/NPT-49-G | 2012-11-26 | 2030-12-31 | 543 | 593 | 452 | 343
11844 | Rheem | 610430-19/NPT-50-E | 2012-11-26 | 2030-12-31 | 875 | 1003 | 791 | 666
11845 | Rheem | 610430-19/NPT-50-G | 2012-11-26 | 2030-12-31 | 571 | 625 | 477 | 365
11846 | Rheem | 610430-19/NPT-51-E | 2012-11-26 | 2030-12-31 | 895 | 1026 | 810 | 682
11847 | Rheem | 610430-19/NPT-51-G | 2012-11-26 | 2030-12-31 | 598 | 657 | 503 | 387
11848 | Rheem | 610430-19/NPT-52-E | 2012-11-26 | 2030-12-31 | 916 | 1048 | 828 | 698
11849 | Rheem | 610430-19/NPT-52-G | 2012-11-26 | 2030-12-31 | 626 | 688 | 528 | 409
11850 | Rheem | 610430-19/NPT-53-E | 2012-11-26 | 2030-12-31 | 936 | 1070 | 846 | 714
11851 | Rheem | 610430-19/NPT-53-G | 2012-11-26 | 2030-12-31 | 653 | 720 | 553 | 431
11852 | Rheem | 610430-19/NPT-54-E | 2012-11-26 | 2030-12-31 | 956 | 1093 | 865 | 730
11853 | Rheem | 610430-19/NPT-54-G | 2012-11-26 | 2030-12-31 | 681 | 752 | 579 | 453
11854 | Rheem | 610430-19/NPT-55-E | 2012-11-26 | 2030-12-31 | 976 | 1115 | 883 | 746
11855 | Rheem | 610430-19/NPT-55-G | 2012-11-26 | 2030-12-31 | 708 | 784 | 604 | 475
11856 | Rheem | 610430-19/NPT-56-E | 2012-11-26 | 2030-12-31 | 997 | 1138 | 902 | 762
11857 | Rheem | 610430-19/NPT-56-G | 2012-11-26 | 2030-12-31 | 736 | 815 | 630 | 497
11858 | Rheem | 610430-19/NPT-57-E | 2012-11-26 | 2030-12-31 | 1017 | 1160 | 920 | 778
11859 | Rheem | 610430-19/NPT-57-G | 2012-11-26 | 2030-12-31 | 764 | 847 | 655 | 519
11860 | Rheem | 610430-19/NPT-58-E | 2012-11-26 | 2030-12-31 | 1037 | 1182 | 938 | 793
11861 | Rheem | 610430-19/NPT-58-G | 2012-11-26 | 2030-12-31 | 791 | 879 | 680 | 541
11862 | Rheem | 610430-19/NPT-59-E | 2012-11-26 | 2030-12-31 | 1058 | 1205 | 957 | 809
11863 | Rheem | 610430-19/NPT-59-G | 2012-11-26 | 2030-12-31 | 819 | 910 | 706 | 563
11864 | Rheem | 610430-19/NPT-60-E | 2012-11-26 | 2030-12-31 | 1078 | 1227 | 975 | 825
11865 | Rheem | 610430-19/NPT-60-G | 2012-11-26 | 2030-12-31 | 846 | 942 | 731 | 585
11866 | Rheem | 610430-19/NPT-61-E | 2012-11-26 | 2030-12-31 | 1098 | 1250 | 994 | 841
11867 | Rheem | 610430-19/NPT-61-G | 2012-11-26 | 2030-12-31 | 874 | 974 | 757 | 607
11868 | Rheem | 610430-19/NPT-62-E | 2012-11-26 | 2030-12-31 | 1118 | 1272 | 1012 | 857
11869 | Rheem | 610430-19/NPT-62-G | 2012-11-26 | 2030-12-31 | 901 | 1006 | 782 | 629
11870 | Rheem | 610430-19/NPT-63-E | 2012-11-26 | 2030-12-31 | 1139 | 1294 | 1030 | 873
11871 | Rheem | 610430-19/NPT-63-G | 2012-11-26 | 2030-12-31 | 929 | 1037 | 807 | 651
11872 | Rheem | 610430-19/NPT-64-E | 2012-11-26 | 2030-12-31 | 1159 | 1317 | 1049 | 889
11873 | Rheem | 610430-19/NPT-64-G | 2012-11-26 | 2030-12-31 | 956 | 1069 | 833 | 673
11874 | Rheem | 610430-19/NPT-65-E | 2012-11-26 | 2030-12-31 | 1179 | 1339 | 1067 | 905
11875 | Rheem | 610430-19/NPT-65-G | 2012-11-26 | 2030-12-31 | 984 | 1101 | 858 | 695
11876 | Rheem | 610430-19/NPT-66-E | 2012-11-26 | 2030-12-31 | 1200 | 1362 | 1086 | 921
11877 | Rheem | 610430-19/NPT-66-G | 2012-11-26 | 2030-12-31 | 1012 | 1133 | 884 | 717
11878 | Rheem | 610430-19/NPT-67-E | 2012-11-26 | 2030-12-31 | 1211 | 1372 | 1095 | 928
11879 | Rheem | 610430-19/NPT-67-G | 2012-11-26 | 2030-12-31 | 1019 | 1139 | 890 | 722
11880 | Rheem | 610430-19/NPT-68-E | 2012-11-26 | 2030-12-31 | 1222 | 1382 | 1105 | 936
11881 | Rheem | 610430-19/NPT-68-G | 2012-11-26 | 2030-12-31 | 1027 | 1145 | 897 | 727
11882 | Rheem | 610430-19/NPT-69-E | 2012-11-26 | 2030-12-31 | 1234 | 1392 | 1114 | 944
11883 | Rheem | 610430-19/NPT-69-G | 2012-11-26 | 2030-12-31 | 1035 | 1151 | 903 | 733
11884 | Rheem | 610430-19/NPT-70-E | 2012-11-26 | 2030-12-31 | 1245 | 1402 | 1124 | 951
11885 | Rheem | 610430-19/NPT-70-G | 2012-11-26 | 2030-12-31 | 1043 | 1157 | 910 | 738
11886 | Rheem | 610430-19/NPT-71-E | 2012-11-26 | 2030-12-31 | 1256 | 1412 | 1133 | 959
11887 | Rheem | 610430-19/NPT-71-G | 2012-11-26 | 2030-12-31 | 1051 | 1163 | 916 | 743
11888 | Rheem | 610430-19/NPT-72-E | 2012-11-26 | 2030-12-31 | 1268 | 1422 | 1143 | 967
11889 | Rheem | 610430-19/NPT-72-G | 2012-11-26 | 2030-12-31 | 1059 | 1169 | 923 | 749
11890 | Rheem | 610430-19/NPT-73-E | 2012-11-26 | 2030-12-31 | 1279 | 1432 | 1152 | 975
11891 | Rheem | 610430-19/NPT-73-G | 2012-11-26 | 2030-12-31 | 1066 | 1175 | 929 | 754
11892 | Rheem | 610430-19/NPT-74-E | 2012-11-26 | 2030-12-31 | 1290 | 1442 | 1162 | 982
11893 | Rheem | 610430-19/NPT-74-G | 2012-11-26 | 2030-12-31 | 1074 | 1181 | 936 | 759
11894 | Rheem | 610430-19/NPT-75-E | 2012-11-26 | 2030-12-31 | 1302 | 1452 | 1171 | 990
11895 | Rheem | 610430-19/NPT-75-G | 2012-11-26 | 2030-12-31 | 1082 | 1187 | 943 | 765
11896 | Rheem | 610430-19/NPT-76-E | 2012-11-26 | 2030-12-31 | 1313 | 1462 | 1181 | 998
11897 | Rheem | 610430-19/NPT-76-G | 2012-11-26 | 2030-12-31 | 1090 | 1193 | 949 | 770
11898 | Rheem | 610430-19/NPT-77-E | 2012-11-26 | 2030-12-31 | 1324 | 1472 | 1190 | 1005
11899 | Rheem | 610430-19/NPT-77-G | 2012-11-26 | 2030-12-31 | 1098 | 1199 | 956 | 775
11900 | Rheem | 610430-19/NPT-78-E | 2012-11-26 | 2030-12-31 | 1336 | 1482 | 1200 | 1013
11901 | Rheem | 610430-19/NPT-78-G | 2012-11-26 | 2030-12-31 | 1106 | 1205 | 962 | 781
11902 | Rheem | 610430-19/NPT-79-E | 2012-11-26 | 2030-12-31 | 1347 | 1492 | 1209 | 1021
11903 | Rheem | 610430-19/NPT-79-G | 2012-11-26 | 2030-12-31 | 1113 | 1211 | 969 | 786
11904 | Rheem | 610430-19/NPT-80-E | 2012-11-26 | 2030-12-31 | 1358 | 1502 | 1219 | 1029
11905 | Rheem | 610430-19/NPT-80-G | 2012-11-26 | 2030-12-31 | 1121 | 1217 | 975 | 791
11906 | Rheem | 610430-19/NPT-81-E | 2012-11-26 | 2030-12-31 | 1370 | 1512 | 1228 | 1036
11907 | Rheem | 610430-19/NPT-81-G | 2012-11-26 | 2030-12-31 | 1129 | 1223 | 982 | 797
11908 | Rheem | 610430-19/NPT-82-E | 2012-11-26 | 2030-12-31 | 1381 | 1522 | 1238 | 1044
11909 | Rheem | 610430-19/NPT-82-G | 2012-11-26 | 2030-12-31 | 1137 | 1229 | 988 | 802
11910 | Rheem | 610430-19/NPT-83-E | 2012-11-26 | 2030-12-31 | 1392 | 1532 | 1247 | 1052
11911 | Rheem | 610430-19/NPT-83-G | 2012-11-26 | 2030-12-31 | 1145 | 1235 | 995 | 807
11912 | Rheem | 610430-19/NPT-84-E | 2012-11-26 | 2030-12-31 | 1404 | 1543 | 1257 | 1060
11913 | Rheem | 610430-19/NPT-84-G | 2012-11-26 | 2030-12-31 | 1153 | 1242 | 1002 | 813
11914 | Rheem | 610430-20/AP07-51-E | 2014-03-01 | 2030-12-31 | 892 | 1023 | 807 | 681
11915 | Rheem | 610430-20/AP07-51-G | 2014-03-01 | 2030-12-31 | 619 | 684 | 524 | 406
11916 | Rheem | 610430-20/AP07-52-E | 2014-03-01 | 2030-12-31 | 912 | 1045 | 825 | 696
11917 | Rheem | 610430-20/AP07-52-G | 2014-03-01 | 2030-12-31 | 643 | 712 | 546 | 425
11918 | Rheem | 610430-20/AP07-53-E | 2014-03-01 | 2030-12-31 | 932 | 1067 | 843 | 712
11919 | Rheem | 610430-20/AP07-53-G | 2014-03-01 | 2030-12-31 | 668 | 740 | 569 | 445
11920 | Rheem | 610430-20/AP07-54-E | 2014-03-01 | 2030-12-31 | 953 | 1090 | 862 | 728
11921 | Rheem | 610430-20/AP07-54-G | 2014-03-01 | 2030-12-31 | 693 | 768 | 592 | 464
11922 | Rheem | 610430-20/AP07-55-E | 2014-03-01 | 2030-12-31 | 973 | 1112 | 880 | 744
11923 | Rheem | 610430-20/AP07-55-G | 2014-03-01 | 2030-12-31 | 717 | 796 | 614 | 484
11924 | Rheem | 610430-20/AP07-56-E | 2014-03-01 | 2030-12-31 | 993 | 1135 | 899 | 760
11925 | Rheem | 610430-20/AP07-56-G | 2014-03-01 | 2030-12-31 | 742 | 824 | 637 | 504
11926 | Rheem | 610430-20/AP07-57-E | 2014-03-01 | 2030-12-31 | 1014 | 1157 | 917 | 776
11927 | Rheem | 610430-20/AP07-57-G | 2014-03-01 | 2030-12-31 | 767 | 852 | 660 | 523
11928 | Rheem | 610430-20/AP07-58-E | 2014-03-01 | 2030-12-31 | 1034 | 1180 | 936 | 792
11929 | Rheem | 610430-20/AP07-58-G | 2014-03-01 | 2030-12-31 | 792 | 880 | 682 | 543
11930 | Rheem | 610430-20/AP07-59-E | 2014-03-01 | 2030-12-31 | 1054 | 1202 | 954 | 808
11931 | Rheem | 610430-20/AP07-59-G | 2014-03-01 | 2030-12-31 | 816 | 908 | 705 | 562
11932 | Rheem | 610430-20/AP07-60-E | 2014-03-01 | 2030-12-31 | 1075 | 1225 | 973 | 824
11933 | Rheem | 610430-20/AP07-60-G | 2014-03-01 | 2030-12-31 | 841 | 937 | 728 | 582
11934 | Rheem | 610430-20/AP07-61-E | 2014-03-01 | 2030-12-31 | 1095 | 1247 | 991 | 840
11935 | Rheem | 610430-20/AP07-61-G | 2014-03-01 | 2030-12-31 | 866 | 965 | 750 | 602
11936 | Rheem | 610430-20/AP07-62-E | 2014-03-01 | 2030-12-31 | 1115 | 1269 | 1009 | 856
11937 | Rheem | 610430-20/AP07-62-G | 2014-03-01 | 2030-12-31 | 890 | 993 | 773 | 621
11938 | Rheem | 610430-20/AP07-63-E | 2014-03-01 | 2030-12-31 | 1136 | 1292 | 1028 | 872
11939 | Rheem | 610430-20/AP07-63-G | 2014-03-01 | 2030-12-31 | 915 | 1021 | 796 | 641
11940 | Rheem | 610430-20/AP07-64-E | 2014-03-01 | 2030-12-31 | 1156 | 1314 | 1046 | 888
11941 | Rheem | 610430-20/AP07-64-G | 2014-03-01 | 2030-12-31 | 940 | 1049 | 818 | 660
11942 | Rheem | 610430-20/AP07-65-E | 2014-03-01 | 2030-12-31 | 1176 | 1337 | 1065 | 904
11943 | Rheem | 610430-20/AP07-65-G | 2014-03-01 | 2030-12-31 | 965 | 1077 | 841 | 680
11944 | Rheem | 610430-20/AP07-66-E | 2014-03-01 | 2030-12-31 | 1197 | 1359 | 1083 | 920
11945 | Rheem | 610430-20/AP07-66-G | 2014-03-01 | 2030-12-31 | 989 | 1105 | 864 | 700
11946 | Rheem | 610430-20/AP07-67-E | 2014-03-01 | 2030-12-31 | 1217 | 1382 | 1102 | 936
11947 | Rheem | 610430-20/AP07-67-G | 2014-03-01 | 2030-12-31 | 1014 | 1133 | 886 | 719
11948 | Rheem | 610430-20/AP07-68-E | 2014-03-01 | 2030-12-31 | 1237 | 1404 | 1120 | 952
11949 | Rheem | 610430-20/AP07-68-G | 2014-03-01 | 2030-12-31 | 1039 | 1161 | 909 | 739
11950 | Rheem | 610430-20/AP07-69-E | 2014-03-01 | 2030-12-31 | 1258 | 1427 | 1139 | 968
11951 | Rheem | 610430-20/AP07-69-G | 2014-03-01 | 2030-12-31 | 1064 | 1190 | 932 | 759
11952 | Rheem | 610430-20/AP07-70-E | 2014-03-01 | 2030-12-31 | 1269 | 1437 | 1148 | 975
11953 | Rheem | 610430-20/AP07-70-G | 2014-03-01 | 2030-12-31 | 1071 | 1196 | 938 | 764
11954 | Rheem | 610430-20/AP07-71-E | 2014-03-01 | 2030-12-31 | 1280 | 1447 | 1158 | 983
11955 | Rheem | 610430-20/AP07-71-G | 2014-03-01 | 2030-12-31 | 1079 | 1202 | 945 | 769
11956 | Rheem | 610430-20/AP07-72-E | 2014-03-01 | 2030-12-31 | 1292 | 1457 | 1167 | 991
11957 | Rheem | 610430-20/AP07-72-G | 2014-03-01 | 2030-12-31 | 1087 | 1208 | 951 | 775
11958 | Rheem | 610430-20/AP07-73-E | 2014-03-01 | 2030-12-31 | 1303 | 1467 | 1177 | 999
11959 | Rheem | 610430-20/AP07-73-G | 2014-03-01 | 2030-12-31 | 1095 | 1214 | 958 | 780
11960 | Rheem | 610430-20/AP07-74-E | 2014-03-01 | 2030-12-31 | 1315 | 1477 | 1186 | 1006
11961 | Rheem | 610430-20/AP07-74-G | 2014-03-01 | 2030-12-31 | 1103 | 1220 | 965 | 786
11962 | Rheem | 610430-20/AP07-75-E | 2014-03-01 | 2030-12-31 | 1326 | 1487 | 1196 | 1014
11963 | Rheem | 610430-20/AP07-75-G | 2014-03-01 | 2030-12-31 | 1111 | 1226 | 971 | 791
11964 | Rheem | 610430-20/AP07-76-E | 2014-03-01 | 2030-12-31 | 1338 | 1497 | 1206 | 1022
11965 | Rheem | 610430-20/AP07-76-G | 2014-03-01 | 2030-12-31 | 1119 | 1232 | 978 | 796
11966 | Rheem | 610430-20/AP07-77-E | 2014-03-01 | 2030-12-31 | 1349 | 1507 | 1215 | 1030
11967 | Rheem | 610430-20/AP07-77-G | 2014-03-01 | 2030-12-31 | 1127 | 1238 | 985 | 802
11968 | Rheem | 610430-20/AP07-78-E | 2014-03-01 | 2030-12-31 | 1361 | 1517 | 1225 | 1038
11969 | Rheem | 610430-20/AP07-78-G | 2014-03-01 | 2030-12-31 | 1135 | 1244 | 991 | 807
11970 | Rheem | 610430-20/AP07-79-E | 2014-03-01 | 2030-12-31 | 1372 | 1528 | 1234 | 1045
11971 | Rheem | 610430-20/AP07-79-G | 2014-03-01 | 2030-12-31 | 1143 | 1251 | 998 | 813
11972 | Rheem | 610430-20/AP07-80-E | 2014-03-01 | 2030-12-31 | 1384 | 1538 | 1244 | 1053
11973 | Rheem | 610430-20/AP07-80-G | 2014-03-01 | 2030-12-31 | 1151 | 1257 | 1004 | 818
11974 | Rheem | 610430-20/AP07-81-E | 2014-03-01 | 2030-12-31 | 1395 | 1548 | 1253 | 1061
11975 | Rheem | 610430-20/AP07-81-G | 2014-03-01 | 2030-12-31 | 1159 | 1263 | 1011 | 824
11976 | Rheem | 610430-20/AP07-82-E | 2014-03-01 | 2030-12-31 | 1407 | 1558 | 1263 | 1069
11977 | Rheem | 610430-20/AP07-82-G | 2014-03-01 | 2030-12-31 | 1167 | 1269 | 1018 | 829
11978 | Rheem | 610430-20/AP07-83-E | 2014-03-01 | 2030-12-31 | 1418 | 1568 | 1273 | 1077
11979 | Rheem | 610430-20/AP07-83-G | 2014-03-01 | 2030-12-31 | 1175 | 1275 | 1024 | 834
11980 | Rheem | 610430-20/AP07-84-E | 2014-03-01 | 2030-12-31 | 1430 | 1578 | 1282 | 1084
11981 | Rheem | 610430-20/AP07-84-G | 2014-03-01 | 2030-12-31 | 1183 | 1281 | 1031 | 840
11982 | Rheem | 610430-20/AP07-85-E | 2014-03-01 | 2030-12-31 | 1441 | 1588 | 1292 | 1092
11983 | Rheem | 610430-20/AP07-85-G | 2014-03-01 | 2030-12-31 | 1191 | 1287 | 1038 | 845
11984 | Rheem | 610430-20/AP07-86-E | 2014-03-01 | 2030-12-31 | 1453 | 1598 | 1301 | 1100
11985 | Rheem | 610430-20/AP07-86-G | 2014-03-01 | 2030-12-31 | 1199 | 1293 | 1044 | 851
11986 | Rheem | 610430-20/AP07-87-E | 2014-03-01 | 2030-12-31 | 1464 | 1608 | 1311 | 1108
11987 | Rheem | 610430-20/AP07-87-G | 2014-03-01 | 2030-12-31 | 1207 | 1299 | 1051 | 856
11988 | Rheem | 610430-20/AP07-88-E | 2014-03-01 | 2030-12-31 | 1476 | 1619 | 1321 | 1116
11989 | Rheem | 610430-20/AP07-88-G | 2014-03-01 | 2030-12-31 | 1215 | 1306 | 1058 | 862
11990 | Rheem | 610430-20/L-51-E | 2012-11-26 | 2030-12-31 | 892 | 1023 | 807 | 681
11991 | Rheem | 610430-20/L-51-G | 2012-11-26 | 2030-12-31 | 619 | 684 | 524 | 406
11992 | Rheem | 610430-20/L-52-E | 2012-11-26 | 2030-12-31 | 912 | 1045 | 825 | 696
11993 | Rheem | 610430-20/L-52-G | 2012-11-26 | 2030-12-31 | 643 | 712 | 546 | 425
11994 | Rheem | 610430-20/L-53-E | 2012-11-26 | 2030-12-31 | 932 | 1067 | 843 | 712
11995 | Rheem | 610430-20/L-53-G | 2012-11-26 | 2030-12-31 | 668 | 740 | 569 | 445
11996 | Rheem | 610430-20/L-54-E | 2012-11-26 | 2030-12-31 | 953 | 1090 | 862 | 728
11997 | Rheem | 610430-20/L-54-G | 2012-11-26 | 2030-12-31 | 693 | 768 | 592 | 464
11998 | Rheem | 610430-20/L-55-E | 2012-11-26 | 2030-12-31 | 973 | 1112 | 880 | 744
11999 | Rheem | 610430-20/L-55-G | 2012-11-26 | 2030-12-31 | 717 | 796 | 614 | 484
12000 | Rheem | 610430-20/L-56-E | 2012-11-26 | 2030-12-31 | 993 | 1135 | 899 | 760
12001 | Rheem | 610430-20/L-56-G | 2012-11-26 | 2030-12-31 | 742 | 824 | 637 | 504
12002 | Rheem | 610430-20/L-57-E | 2012-11-26 | 2030-12-31 | 1014 | 1157 | 917 | 776
12003 | Rheem | 610430-20/L-57-G | 2012-11-26 | 2030-12-31 | 767 | 852 | 660 | 523
12004 | Rheem | 610430-20/L-58-E | 2012-11-26 | 2030-12-31 | 1034 | 1180 | 936 | 792
12005 | Rheem | 610430-20/L-58-G | 2012-11-26 | 2030-12-31 | 792 | 880 | 682 | 543
12006 | Rheem | 610430-20/L-59-E | 2012-11-26 | 2030-12-31 | 1054 | 1202 | 954 | 808
12007 | Rheem | 610430-20/L-59-G | 2012-11-26 | 2030-12-31 | 816 | 908 | 705 | 562
12008 | Rheem | 610430-20/L-60-E | 2012-11-26 | 2030-12-31 | 1075 | 1225 | 973 | 824
12009 | Rheem | 610430-20/L-60-G | 2012-11-26 | 2030-12-31 | 841 | 937 | 728 | 582
12010 | Rheem | 610430-20/L-61-E | 2012-11-26 | 2030-12-31 | 1095 | 1247 | 991 | 840
12011 | Rheem | 610430-20/L-61-G | 2012-11-26 | 2030-12-31 | 866 | 965 | 750 | 602
12012 | Rheem | 610430-20/L-62-E | 2012-11-26 | 2030-12-31 | 1115 | 1269 | 1009 | 856
12013 | Rheem | 610430-20/L-62-G | 2012-11-26 | 2030-12-31 | 890 | 993 | 773 | 621
12014 | Rheem | 610430-20/L-63-E | 2012-11-26 | 2030-12-31 | 1136 | 1292 | 1028 | 872
12015 | Rheem | 610430-20/L-63-G | 2012-11-26 | 2030-12-31 | 915 | 1021 | 796 | 641
12016 | Rheem | 610430-20/L-64-E | 2012-11-26 | 2030-12-31 | 1156 | 1314 | 1046 | 888
12017 | Rheem | 610430-20/L-64-G | 2012-11-26 | 2030-12-31 | 940 | 1049 | 818 | 660
12018 | Rheem | 610430-20/L-65-E | 2012-11-26 | 2030-12-31 | 1176 | 1337 | 1065 | 904
12019 | Rheem | 610430-20/L-65-G | 2012-11-26 | 2030-12-31 | 965 | 1077 | 841 | 680
12020 | Rheem | 610430-20/L-66-E | 2012-11-26 | 2030-12-31 | 1197 | 1359 | 1083 | 920
12021 | Rheem | 610430-20/L-66-G | 2012-11-26 | 2030-12-31 | 989 | 1105 | 864 | 700
12022 | Rheem | 610430-20/L-67-E | 2012-11-26 | 2030-12-31 | 1217 | 1382 | 1102 | 936
12023 | Rheem | 610430-20/L-67-G | 2012-11-26 | 2030-12-31 | 1014 | 1133 | 886 | 719
12024 | Rheem | 610430-20/L-68-E | 2012-11-26 | 2030-12-31 | 1237 | 1404 | 1120 | 952
12025 | Rheem | 610430-20/L-68-G | 2012-11-26 | 2030-12-31 | 1039 | 1161 | 909 | 739
12026 | Rheem | 610430-20/L-69-E | 2012-11-26 | 2030-12-31 | 1258 | 1427 | 1139 | 968
12027 | Rheem | 610430-20/L-69-G | 2012-11-26 | 2030-12-31 | 1064 | 1190 | 932 | 759
12028 | Rheem | 610430-20/L-70-E | 2012-11-26 | 2030-12-31 | 1269 | 1437 | 1148 | 975
12029 | Rheem | 610430-20/L-70-G | 2012-11-26 | 2030-12-31 | 1071 | 1196 | 938 | 764
12030 | Rheem | 610430-20/L-71-E | 2012-11-26 | 2030-12-31 | 1280 | 1447 | 1158 | 983
12031 | Rheem | 610430-20/L-71-G | 2012-11-26 | 2030-12-31 | 1079 | 1202 | 945 | 769
12032 | Rheem | 610430-20/L-72-E | 2012-11-26 | 2030-12-31 | 1292 | 1457 | 1167 | 991
12033 | Rheem | 610430-20/L-72-G | 2012-11-26 | 2030-12-31 | 1087 | 1208 | 951 | 775
12034 | Rheem | 610430-20/L-73-E | 2012-11-26 | 2030-12-31 | 1303 | 1467 | 1177 | 999
12035 | Rheem | 610430-20/L-73-G | 2012-11-26 | 2030-12-31 | 1095 | 1214 | 958 | 780
12036 | Rheem | 610430-20/L-74-E | 2012-11-26 | 2030-12-31 | 1315 | 1477 | 1186 | 1006
12037 | Rheem | 610430-20/L-74-G | 2012-11-26 | 2030-12-31 | 1103 | 1220 | 965 | 786
12038 | Rheem | 610430-20/L-75-E | 2012-11-26 | 2030-12-31 | 1326 | 1487 | 1196 | 1014
12039 | Rheem | 610430-20/L-75-G | 2012-11-26 | 2030-12-31 | 1111 | 1226 | 971 | 791
12040 | Rheem | 610430-20/L-76-E | 2012-11-26 | 2030-12-31 | 1338 | 1497 | 1206 | 1022
12041 | Rheem | 610430-20/L-76-G | 2012-11-26 | 2030-12-31 | 1119 | 1232 | 978 | 796
12042 | Rheem | 610430-20/L-77-E | 2012-11-26 | 2030-12-31 | 1349 | 1507 | 1215 | 1030
12043 | Rheem | 610430-20/L-77-G | 2012-11-26 | 2030-12-31 | 1127 | 1238 | 985 | 802
12044 | Rheem | 610430-20/L-78-E | 2012-11-26 | 2030-12-31 | 1361 | 1517 | 1225 | 1038
12045 | Rheem | 610430-20/L-78-G | 2012-11-26 | 2030-12-31 | 1135 | 1244 | 991 | 807
12046 | Rheem | 610430-20/L-79-E | 2012-11-26 | 2030-12-31 | 1372 | 1528 | 1234 | 1045
12047 | Rheem | 610430-20/L-79-G | 2012-11-26 | 2030-12-31 | 1143 | 1251 | 998 | 813
12048 | Rheem | 610430-20/L-80-E | 2012-11-26 | 2030-12-31 | 1384 | 1538 | 1244 | 1053
12049 | Rheem | 610430-20/L-80-G | 2012-11-26 | 2030-12-31 | 1151 | 1257 | 1004 | 818
12050 | Rheem | 610430-20/L-81-E | 2012-11-26 | 2030-12-31 | 1395 | 1548 | 1253 | 1061
12051 | Rheem | 610430-20/L-81-G | 2012-11-26 | 2030-12-31 | 1159 | 1263 | 1011 | 824
12052 | Rheem | 610430-20/L-82-E | 2012-11-26 | 2030-12-31 | 1407 | 1558 | 1263 | 1069
12053 | Rheem | 610430-20/L-82-G | 2012-11-26 | 2030-12-31 | 1167 | 1269 | 1018 | 829
12054 | Rheem | 610430-20/L-83-E | 2012-11-26 | 2030-12-31 | 1418 | 1568 | 1273 | 1077
12055 | Rheem | 610430-20/L-83-G | 2012-11-26 | 2030-12-31 | 1175 | 1275 | 1024 | 834
12056 | Rheem | 610430-20/L-84-E | 2012-11-26 | 2030-12-31 | 1430 | 1578 | 1282 | 1084
12057 | Rheem | 610430-20/L-84-G | 2012-11-26 | 2030-12-31 | 1183 | 1281 | 1031 | 840
12058 | Rheem | 610430-20/L-85-E | 2012-11-26 | 2030-12-31 | 1441 | 1588 | 1292 | 1092
12059 | Rheem | 610430-20/L-85-G | 2012-11-26 | 2030-12-31 | 1191 | 1287 | 1038 | 845
12060 | Rheem | 610430-20/L-86-E | 2012-11-26 | 2030-12-31 | 1453 | 1598 | 1301 | 1100
12061 | Rheem | 610430-20/L-86-G | 2012-11-26 | 2030-12-31 | 1199 | 1293 | 1044 | 851
12062 | Rheem | 610430-20/L-87-E | 2012-11-26 | 2030-12-31 | 1464 | 1608 | 1311 | 1108
12063 | Rheem | 610430-20/L-87-G | 2012-11-26 | 2030-12-31 | 1207 | 1299 | 1051 | 856
12064 | Rheem | 610430-20/L-88-E | 2012-11-26 | 2030-12-31 | 1476 | 1619 | 1321 | 1116
12065 | Rheem | 610430-20/L-88-G | 2012-11-26 | 2030-12-31 | 1215 | 1306 | 1058 | 862
12066 | Rheem | 610430-20/NPT-51-E | 2012-11-26 | 2030-12-31 | 892 | 1023 | 807 | 681
12067 | Rheem | 610430-20/NPT-51-G | 2012-11-26 | 2030-12-31 | 619 | 684 | 524 | 406
12068 | Rheem | 610430-20/NPT-52-E | 2012-11-26 | 2030-12-31 | 912 | 1045 | 825 | 696
12069 | Rheem | 610430-20/NPT-52-G | 2012-11-26 | 2030-12-31 | 643 | 712 | 546 | 425
12070 | Rheem | 610430-20/NPT-53-E | 2012-11-26 | 2030-12-31 | 932 | 1067 | 843 | 712
12071 | Rheem | 610430-20/NPT-53-G | 2012-11-26 | 2030-12-31 | 668 | 740 | 569 | 445
12072 | Rheem | 610430-20/NPT-54-E | 2012-11-26 | 2030-12-31 | 953 | 1090 | 862 | 728
12073 | Rheem | 610430-20/NPT-54-G | 2012-11-26 | 2030-12-31 | 693 | 768 | 592 | 464
12074 | Rheem | 610430-20/NPT-55-E | 2012-11-26 | 2030-12-31 | 973 | 1112 | 880 | 744
12075 | Rheem | 610430-20/NPT-55-G | 2012-11-26 | 2030-12-31 | 717 | 796 | 614 | 484
12076 | Rheem | 610430-20/NPT-56-E | 2012-11-26 | 2030-12-31 | 993 | 1135 | 899 | 760
12077 | Rheem | 610430-20/NPT-56-G | 2012-11-26 | 2030-12-31 | 742 | 824 | 637 | 504
12078 | Rheem | 610430-20/NPT-57-E | 2012-11-26 | 2030-12-31 | 1014 | 1157 | 917 | 776
12079 | Rheem | 610430-20/NPT-57-G | 2012-11-26 | 2030-12-31 | 767 | 852 | 660 | 523
12080 | Rheem | 610430-20/NPT-58-E | 2012-11-26 | 2030-12-31 | 1034 | 1180 | 936 | 792
12081 | Rheem | 610430-20/NPT-58-G | 2012-11-26 | 2030-12-31 | 792 | 880 | 682 | 543
12082 | Rheem | 610430-20/NPT-59-E | 2012-11-26 | 2030-12-31 | 1054 | 1202 | 954 | 808
12083 | Rheem | 610430-20/NPT-59-G | 2012-11-26 | 2030-12-31 | 816 | 908 | 705 | 562
12084 | Rheem | 610430-20/NPT-60-E | 2012-11-26 | 2030-12-31 | 1075 | 1225 | 973 | 824
12085 | Rheem | 610430-20/NPT-60-G | 2012-11-26 | 2030-12-31 | 841 | 937 | 728 | 582
12086 | Rheem | 610430-20/NPT-61-E | 2012-11-26 | 2030-12-31 | 1095 | 1247 | 991 | 840
12087 | Rheem | 610430-20/NPT-61-G | 2012-11-26 | 2030-12-31 | 866 | 965 | 750 | 602
12088 | Rheem | 610430-20/NPT-62-E | 2012-11-26 | 2030-12-31 | 1115 | 1269 | 1009 | 856
12089 | Rheem | 610430-20/NPT-62-G | 2012-11-26 | 2030-12-31 | 890 | 993 | 773 | 621
12090 | Rheem | 610430-20/NPT-63-E | 2012-11-26 | 2030-12-31 | 1136 | 1292 | 1028 | 872
12091 | Rheem | 610430-20/NPT-63-G | 2012-11-26 | 2030-12-31 | 915 | 1021 | 796 | 641
12092 | Rheem | 610430-20/NPT-64-E | 2012-11-26 | 2030-12-31 | 1156 | 1314 | 1046 | 888
12093 | Rheem | 610430-20/NPT-64-G | 2012-11-26 | 2030-12-31 | 940 | 1049 | 818 | 660
12094 | Rheem | 610430-20/NPT-65-E | 2012-11-26 | 2030-12-31 | 1176 | 1337 | 1065 | 904
12095 | Rheem | 610430-20/NPT-65-G | 2012-11-26 | 2030-12-31 | 965 | 1077 | 841 | 680
12096 | Rheem | 610430-20/NPT-66-E | 2012-11-26 | 2030-12-31 | 1197 | 1359 | 1083 | 920
12097 | Rheem | 610430-20/NPT-66-G | 2012-11-26 | 2030-12-31 | 989 | 1105 | 864 | 700
12098 | Rheem | 610430-20/NPT-67-E | 2012-11-26 | 2030-12-31 | 1217 | 1382 | 1102 | 936
12099 | Rheem | 610430-20/NPT-67-G | 2012-11-26 | 2030-12-31 | 1014 | 1133 | 886 | 719
12100 | Rheem | 610430-20/NPT-68-E | 2012-11-26 | 2030-12-31 | 1237 | 1404 | 1120 | 952
12101 | Rheem | 610430-20/NPT-68-G | 2012-11-26 | 2030-12-31 | 1039 | 1161 | 909 | 739
12102 | Rheem | 610430-20/NPT-69-E | 2012-11-26 | 2030-12-31 | 1258 | 1427 | 1139 | 968
12103 | Rheem | 610430-20/NPT-69-G | 2012-11-26 | 2030-12-31 | 1064 | 1190 | 932 | 759
12104 | Rheem | 610430-20/NPT-70-E | 2012-11-26 | 2030-12-31 | 1269 | 1437 | 1148 | 975
12105 | Rheem | 610430-20/NPT-70-G | 2012-11-26 | 2030-12-31 | 1071 | 1196 | 938 | 764
12106 | Rheem | 610430-20/NPT-71-E | 2012-11-26 | 2030-12-31 | 1280 | 1447 | 1158 | 983
12107 | Rheem | 610430-20/NPT-71-G | 2012-11-26 | 2030-12-31 | 1079 | 1202 | 945 | 769
12108 | Rheem | 610430-20/NPT-72-E | 2012-11-26 | 2030-12-31 | 1292 | 1457 | 1167 | 991
12109 | Rheem | 610430-20/NPT-72-G | 2012-11-26 | 2030-12-31 | 1087 | 1208 | 951 | 775
12110 | Rheem | 610430-20/NPT-73-E | 2012-11-26 | 2030-12-31 | 1303 | 1467 | 1177 | 999
12111 | Rheem | 610430-20/NPT-73-G | 2012-11-26 | 2030-12-31 | 1095 | 1214 | 958 | 780
12112 | Rheem | 610430-20/NPT-74-E | 2012-11-26 | 2030-12-31 | 1315 | 1477 | 1186 | 1006
12113 | Rheem | 610430-20/NPT-74-G | 2012-11-26 | 2030-12-31 | 1103 | 1220 | 965 | 786
12114 | Rheem | 610430-20/NPT-75-E | 2012-11-26 | 2030-12-31 | 1326 | 1487 | 1196 | 1014
12115 | Rheem | 610430-20/NPT-75-G | 2012-11-26 | 2030-12-31 | 1111 | 1226 | 971 | 791
12116 | Rheem | 610430-20/NPT-76-E | 2012-11-26 | 2030-12-31 | 1338 | 1497 | 1206 | 1022
12117 | Rheem | 610430-20/NPT-76-G | 2012-11-26 | 2030-12-31 | 1119 | 1232 | 978 | 796
12118 | Rheem | 610430-20/NPT-77-E | 2012-11-26 | 2030-12-31 | 1349 | 1507 | 1215 | 1030
12119 | Rheem | 610430-20/NPT-77-G | 2012-11-26 | 2030-12-31 | 1127 | 1238 | 985 | 802
12120 | Rheem | 610430-20/NPT-78-E | 2012-11-26 | 2030-12-31 | 1361 | 1517 | 1225 | 1038
12121 | Rheem | 610430-20/NPT-78-G | 2012-11-26 | 2030-12-31 | 1135 | 1244 | 991 | 807
12122 | Rheem | 610430-20/NPT-79-E | 2012-11-26 | 2030-12-31 | 1372 | 1528 | 1234 | 1045
12123 | Rheem | 610430-20/NPT-79-G | 2012-11-26 | 2030-12-31 | 1143 | 1251 | 998 | 813
12124 | Rheem | 610430-20/NPT-80-E | 2012-11-26 | 2030-12-31 | 1384 | 1538 | 1244 | 1053
12125 | Rheem | 610430-20/NPT-80-G | 2012-11-26 | 2030-12-31 | 1151 | 1257 | 1004 | 818
12126 | Rheem | 610430-20/NPT-81-E | 2012-11-26 | 2030-12-31 | 1395 | 1548 | 1253 | 1061
12127 | Rheem | 610430-20/NPT-81-G | 2012-11-26 | 2030-12-31 | 1159 | 1263 | 1011 | 824
12128 | Rheem | 610430-20/NPT-82-E | 2012-11-26 | 2030-12-31 | 1407 | 1558 | 1263 | 1069
12129 | Rheem | 610430-20/NPT-82-G | 2012-11-26 | 2030-12-31 | 1167 | 1269 | 1018 | 829
12130 | Rheem | 610430-20/NPT-83-E | 2012-11-26 | 2030-12-31 | 1418 | 1568 | 1273 | 1077
12131 | Rheem | 610430-20/NPT-83-G | 2012-11-26 | 2030-12-31 | 1175 | 1275 | 1024 | 834
12132 | Rheem | 610430-20/NPT-84-E | 2012-11-26 | 2030-12-31 | 1430 | 1578 | 1282 | 1084
12133 | Rheem | 610430-20/NPT-84-G | 2012-11-26 | 2030-12-31 | 1183 | 1281 | 1031 | 840
12134 | Rheem | 610430-20/NPT-85-E | 2012-11-26 | 2030-12-31 | 1441 | 1588 | 1292 | 1092
12135 | Rheem | 610430-20/NPT-85-G | 2012-11-26 | 2030-12-31 | 1191 | 1287 | 1038 | 845
12136 | Rheem | 610430-20/NPT-86-E | 2012-11-26 | 2030-12-31 | 1453 | 1598 | 1301 | 1100
12137 | Rheem | 610430-20/NPT-86-G | 2012-11-26 | 2030-12-31 | 1199 | 1293 | 1044 | 851
12138 | Rheem | 610430-20/NPT-87-E | 2012-11-26 | 2030-12-31 | 1464 | 1608 | 1311 | 1108
12139 | Rheem | 610430-20/NPT-87-G | 2012-11-26 | 2030-12-31 | 1207 | 1299 | 1051 | 856
12140 | Rheem | 610430-20/NPT-88-E | 2012-11-26 | 2030-12-31 | 1476 | 1619 | 1321 | 1116
12141 | Rheem | 610430-20/NPT-88-G | 2012-11-26 | 2030-12-31 | 1215 | 1306 | 1058 | 862
12142 | Rheem | 610430-21/AP07-54-E | 2014-03-01 | 2030-12-31 | 955 | 1089 | 863 | 727
12143 | Rheem | 610430-21/AP07-54-G | 2014-03-01 | 2030-12-31 | 668 | 733 | 566 | 441
12144 | Rheem | 610430-21/AP07-55-E | 2014-03-01 | 2030-12-31 | 975 | 1111 | 881 | 743
12145 | Rheem | 610430-21/AP07-55-G | 2014-03-01 | 2030-12-31 | 693 | 761 | 589 | 461
12146 | Rheem | 610430-21/AP07-56-E | 2014-03-01 | 2030-12-31 | 995 | 1134 | 899 | 759
12147 | Rheem | 610430-21/AP07-56-G | 2014-03-01 | 2030-12-31 | 718 | 790 | 612 | 481
12148 | Rheem | 610430-21/AP07-57-E | 2014-03-01 | 2030-12-31 | 1015 | 1156 | 918 | 775
12149 | Rheem | 610430-21/AP07-57-G | 2014-03-01 | 2030-12-31 | 743 | 819 | 635 | 501
12150 | Rheem | 610430-21/AP07-58-E | 2014-03-01 | 2030-12-31 | 1035 | 1179 | 936 | 791
12151 | Rheem | 610430-21/AP07-58-G | 2014-03-01 | 2030-12-31 | 768 | 847 | 658 | 521
12152 | Rheem | 610430-21/AP07-59-E | 2014-03-01 | 2030-12-31 | 1056 | 1201 | 955 | 807
12153 | Rheem | 610430-21/AP07-59-G | 2014-03-01 | 2030-12-31 | 793 | 876 | 681 | 541
12154 | Rheem | 610430-21/AP07-60-E | 2014-03-01 | 2030-12-31 | 1076 | 1224 | 973 | 823
12155 | Rheem | 610430-21/AP07-60-G | 2014-03-01 | 2030-12-31 | 818 | 905 | 704 | 561
12156 | Rheem | 610430-21/AP07-61-E | 2014-03-01 | 2030-12-31 | 1096 | 1246 | 992 | 839
12157 | Rheem | 610430-21/AP07-61-G | 2014-03-01 | 2030-12-31 | 843 | 933 | 727 | 581
12158 | Rheem | 610430-21/AP07-62-E | 2014-03-01 | 2030-12-31 | 1116 | 1269 | 1010 | 855
12159 | Rheem | 610430-21/AP07-62-G | 2014-03-01 | 2030-12-31 | 868 | 962 | 750 | 601
12160 | Rheem | 610430-21/AP07-63-E | 2014-03-01 | 2030-12-31 | 1137 | 1291 | 1029 | 871
12161 | Rheem | 610430-21/AP07-63-G | 2014-03-01 | 2030-12-31 | 894 | 991 | 774 | 621
12162 | Rheem | 610430-21/AP07-64-E | 2014-03-01 | 2030-12-31 | 1157 | 1314 | 1047 | 887
12163 | Rheem | 610430-21/AP07-64-G | 2014-03-01 | 2030-12-31 | 919 | 1019 | 797 | 641
12164 | Rheem | 610430-21/AP07-65-E | 2014-03-01 | 2030-12-31 | 1177 | 1336 | 1065 | 903
12165 | Rheem | 610430-21/AP07-65-G | 2014-03-01 | 2030-12-31 | 944 | 1048 | 820 | 661
12166 | Rheem | 610430-21/AP07-66-E | 2014-03-01 | 2030-12-31 | 1197 | 1359 | 1084 | 919
12167 | Rheem | 610430-21/AP07-66-G | 2014-03-01 | 2030-12-31 | 969 | 1077 | 843 | 681
12168 | Rheem | 610430-21/AP07-67-E | 2014-03-01 | 2030-12-31 | 1217 | 1381 | 1102 | 935
12169 | Rheem | 610430-21/AP07-67-G | 2014-03-01 | 2030-12-31 | 994 | 1105 | 866 | 701
12170 | Rheem | 610430-21/AP07-68-E | 2014-03-01 | 2030-12-31 | 1238 | 1404 | 1121 | 951
12171 | Rheem | 610430-21/AP07-68-G | 2014-03-01 | 2030-12-31 | 1019 | 1134 | 889 | 721
12172 | Rheem | 610430-21/AP07-69-E | 2014-03-01 | 2030-12-31 | 1258 | 1426 | 1139 | 967
12173 | Rheem | 610430-21/AP07-69-G | 2014-03-01 | 2030-12-31 | 1044 | 1163 | 912 | 741
12174 | Rheem | 610430-21/AP07-70-E | 2014-03-01 | 2030-12-31 | 1278 | 1449 | 1158 | 983
12175 | Rheem | 610430-21/AP07-70-G | 2014-03-01 | 2030-12-31 | 1069 | 1191 | 935 | 761
12176 | Rheem | 610430-21/AP07-71-E | 2014-03-01 | 2030-12-31 | 1298 | 1471 | 1176 | 999
12177 | Rheem | 610430-21/AP07-71-G | 2014-03-01 | 2030-12-31 | 1094 | 1220 | 958 | 781
12178 | Rheem | 610430-21/AP07-72-E | 2014-03-01 | 2030-12-31 | 1319 | 1494 | 1195 | 1016
12179 | Rheem | 610430-21/AP07-72-G | 2014-03-01 | 2030-12-31 | 1120 | 1249 | 982 | 802
12180 | Rheem | 610430-21/AP07-73-E | 2014-03-01 | 2030-12-31 | 1328 | 1500 | 1202 | 1021
12181 | Rheem | 610430-21/AP07-73-G | 2014-03-01 | 2030-12-31 | 1127 | 1255 | 988 | 807
12182 | Rheem | 610430-21/AP07-74-E | 2014-03-01 | 2030-12-31 | 1337 | 1507 | 1209 | 1027
12183 | Rheem | 610430-21/AP07-74-G | 2014-03-01 | 2030-12-31 | 1135 | 1261 | 995 | 812
12184 | Rheem | 610430-21/AP07-75-E | 2014-03-01 | 2030-12-31 | 1346 | 1514 | 1216 | 1033
12185 | Rheem | 610430-21/AP07-75-G | 2014-03-01 | 2030-12-31 | 1143 | 1267 | 1002 | 818
12186 | Rheem | 610430-21/AP07-76-E | 2014-03-01 | 2030-12-31 | 1355 | 1521 | 1224 | 1039
12187 | Rheem | 610430-21/AP07-76-G | 2014-03-01 | 2030-12-31 | 1151 | 1273 | 1008 | 823
12188 | Rheem | 610430-21/AP07-77-E | 2014-03-01 | 2030-12-31 | 1364 | 1528 | 1231 | 1045
12189 | Rheem | 610430-21/AP07-77-G | 2014-03-01 | 2030-12-31 | 1159 | 1279 | 1015 | 829
12190 | Rheem | 610430-21/AP07-78-E | 2014-03-01 | 2030-12-31 | 1373 | 1535 | 1238 | 1051
12191 | Rheem | 610430-21/AP07-78-G | 2014-03-01 | 2030-12-31 | 1167 | 1285 | 1022 | 834
12192 | Rheem | 610430-21/AP07-79-E | 2014-03-01 | 2030-12-31 | 1382 | 1542 | 1246 | 1056
12193 | Rheem | 610430-21/AP07-79-G | 2014-03-01 | 2030-12-31 | 1175 | 1292 | 1028 | 840
12194 | Rheem | 610430-21/AP07-80-E | 2014-03-01 | 2030-12-31 | 1391 | 1549 | 1253 | 1062
12195 | Rheem | 610430-21/AP07-80-G | 2014-03-01 | 2030-12-31 | 1183 | 1298 | 1035 | 845
12196 | Rheem | 610430-21/AP07-81-E | 2014-03-01 | 2030-12-31 | 1400 | 1556 | 1260 | 1068
12197 | Rheem | 610430-21/AP07-81-G | 2014-03-01 | 2030-12-31 | 1191 | 1304 | 1042 | 851
12198 | Rheem | 610430-21/AP07-82-E | 2014-03-01 | 2030-12-31 | 1409 | 1563 | 1268 | 1074
12199 | Rheem | 610430-21/AP07-82-G | 2014-03-01 | 2030-12-31 | 1199 | 1310 | 1049 | 856
12200 | Rheem | 610430-21/AP07-83-E | 2014-03-01 | 2030-12-31 | 1418 | 1569 | 1275 | 1080
12201 | Rheem | 610430-21/AP07-83-G | 2014-03-01 | 2030-12-31 | 1207 | 1316 | 1055 | 861
12202 | Rheem | 610430-21/AP07-84-E | 2014-03-01 | 2030-12-31 | 1427 | 1576 | 1282 | 1086
12203 | Rheem | 610430-21/AP07-84-G | 2014-03-01 | 2030-12-31 | 1215 | 1322 | 1062 | 867
12204 | Rheem | 610430-21/AP07-85-E | 2014-03-01 | 2030-12-31 | 1436 | 1583 | 1289 | 1092
12205 | Rheem | 610430-21/AP07-85-G | 2014-03-01 | 2030-12-31 | 1223 | 1328 | 1069 | 872
12206 | Rheem | 610430-21/AP07-86-E | 2014-03-01 | 2030-12-31 | 1445 | 1590 | 1297 | 1097
12207 | Rheem | 610430-21/AP07-86-G | 2014-03-01 | 2030-12-31 | 1231 | 1335 | 1075 | 878
12208 | Rheem | 610430-21/AP07-87-E | 2014-03-01 | 2030-12-31 | 1454 | 1597 | 1304 | 1103
12209 | Rheem | 610430-21/AP07-87-G | 2014-03-01 | 2030-12-31 | 1239 | 1341 | 1082 | 883
12210 | Rheem | 610430-21/AP07-88-E | 2014-03-01 | 2030-12-31 | 1463 | 1604 | 1311 | 1109
12211 | Rheem | 610430-21/AP07-88-G | 2014-03-01 | 2030-12-31 | 1247 | 1347 | 1089 | 889
12212 | Rheem | 610430-21/AP07-89-E | 2014-03-01 | 2030-12-31 | 1472 | 1611 | 1319 | 1115
12213 | Rheem | 610430-21/AP07-89-G | 2014-03-01 | 2030-12-31 | 1255 | 1353 | 1095 | 894
12214 | Rheem | 610430-21/AP07-90-E | 2014-03-01 | 2030-12-31 | 1481 | 1618 | 1326 | 1121
12215 | Rheem | 610430-21/AP07-90-G | 2014-03-01 | 2030-12-31 | 1263 | 1359 | 1102 | 900
12216 | Rheem | 610430-21/AP07-91-E | 2014-03-01 | 2030-12-31 | 1490 | 1625 | 1333 | 1127
12217 | Rheem | 610430-21/AP07-91-G | 2014-03-01 | 2030-12-31 | 1271 | 1365 | 1109 | 905
12218 | Rheem | 610430-21/AP07-92-E | 2014-03-01 | 2030-12-31 | 1500 | 1632 | 1341 | 1133
12219 | Rheem | 610430-21/AP07-92-G | 2014-03-01 | 2030-12-31 | 1279 | 1372 | 1116 | 911
12220 | Rheem | 610430-21/L-54-E | 2012-11-26 | 2030-12-31 | 955 | 1089 | 863 | 727
12221 | Rheem | 610430-21/L-54-G | 2012-11-26 | 2030-12-31 | 668 | 733 | 566 | 441
12222 | Rheem | 610430-21/L-55-E | 2012-11-26 | 2030-12-31 | 975 | 1111 | 881 | 743
12223 | Rheem | 610430-21/L-55-G | 2012-11-26 | 2030-12-31 | 693 | 761 | 589 | 461
12224 | Rheem | 610430-21/L-56-E | 2012-11-26 | 2030-12-31 | 995 | 1134 | 899 | 759
12225 | Rheem | 610430-21/L-56-G | 2012-11-26 | 2030-12-31 | 718 | 790 | 612 | 481
12226 | Rheem | 610430-21/L-57-E | 2012-11-26 | 2030-12-31 | 1015 | 1156 | 918 | 775
12227 | Rheem | 610430-21/L-57-G | 2012-11-26 | 2030-12-31 | 743 | 819 | 635 | 501
12228 | Rheem | 610430-21/L-58-E | 2012-11-26 | 2030-12-31 | 1035 | 1179 | 936 | 791
12229 | Rheem | 610430-21/L-58-G | 2012-11-26 | 2030-12-31 | 768 | 847 | 658 | 521
12230 | Rheem | 610430-21/L-59-E | 2012-11-26 | 2030-12-31 | 1056 | 1201 | 955 | 807
12231 | Rheem | 610430-21/L-59-G | 2012-11-26 | 2030-12-31 | 793 | 876 | 681 | 541
12232 | Rheem | 610430-21/L-60-E | 2012-11-26 | 2030-12-31 | 1076 | 1224 | 973 | 823
12233 | Rheem | 610430-21/L-60-G | 2012-11-26 | 2030-12-31 | 818 | 905 | 704 | 561
12234 | Rheem | 610430-21/L-61-E | 2012-11-26 | 2030-12-31 | 1096 | 1246 | 992 | 839
12235 | Rheem | 610430-21/L-61-G | 2012-11-26 | 2030-12-31 | 843 | 933 | 727 | 581
12236 | Rheem | 610430-21/L-62-E | 2012-11-26 | 2030-12-31 | 1116 | 1269 | 1010 | 855
12237 | Rheem | 610430-21/L-62-G | 2012-11-26 | 2030-12-31 | 868 | 962 | 750 | 601
12238 | Rheem | 610430-21/L-63-E | 2012-11-26 | 2030-12-31 | 1137 | 1291 | 1029 | 871
12239 | Rheem | 610430-21/L-63-G | 2012-11-26 | 2030-12-31 | 894 | 991 | 774 | 621
12240 | Rheem | 610430-21/L-64-E | 2012-11-26 | 2030-12-31 | 1157 | 1314 | 1047 | 887
12241 | Rheem | 610430-21/L-64-G | 2012-11-26 | 2030-12-31 | 919 | 1019 | 797 | 641
12242 | Rheem | 610430-21/L-65-E | 2012-11-26 | 2030-12-31 | 1177 | 1336 | 1065 | 903
12243 | Rheem | 610430-21/L-65-G | 2012-11-26 | 2030-12-31 | 944 | 1048 | 820 | 661
12244 | Rheem | 610430-21/L-66-E | 2012-11-26 | 2030-12-31 | 1197 | 1359 | 1084 | 919
12245 | Rheem | 610430-21/L-66-G | 2012-11-26 | 2030-12-31 | 969 | 1077 | 843 | 681
12246 | Rheem | 610430-21/L-67-E | 2012-11-26 | 2030-12-31 | 1217 | 1381 | 1102 | 935
12247 | Rheem | 610430-21/L-67-G | 2012-11-26 | 2030-12-31 | 994 | 1105 | 866 | 701
12248 | Rheem | 610430-21/L-68-E | 2012-11-26 | 2030-12-31 | 1238 | 1404 | 1121 | 951
12249 | Rheem | 610430-21/L-68-G | 2012-11-26 | 2030-12-31 | 1019 | 1134 | 889 | 721
12250 | Rheem | 610430-21/L-69-E | 2012-11-26 | 2030-12-31 | 1258 | 1426 | 1139 | 967
12251 | Rheem | 610430-21/L-69-G | 2012-11-26 | 2030-12-31 | 1044 | 1163 | 912 | 741
12252 | Rheem | 610430-21/L-70-E | 2012-11-26 | 2030-12-31 | 1278 | 1449 | 1158 | 983
12253 | Rheem | 610430-21/L-70-G | 2012-11-26 | 2030-12-31 | 1069 | 1191 | 935 | 761
12254 | Rheem | 610430-21/L-71-E | 2012-11-26 | 2030-12-31 | 1298 | 1471 | 1176 | 999
12255 | Rheem | 610430-21/L-71-G | 2012-11-26 | 2030-12-31 | 1094 | 1220 | 958 | 781
12256 | Rheem | 610430-21/L-72-E | 2012-11-26 | 2030-12-31 | 1319 | 1494 | 1195 | 1016
12257 | Rheem | 610430-21/L-72-G | 2012-11-26 | 2030-12-31 | 1120 | 1249 | 982 | 802
12258 | Rheem | 610430-21/L-73-E | 2012-11-26 | 2030-12-31 | 1328 | 1500 | 1202 | 1021
12259 | Rheem | 610430-21/L-73-G | 2012-11-26 | 2030-12-31 | 1127 | 1255 | 988 | 807
12260 | Rheem | 610430-21/L-74-E | 2012-11-26 | 2030-12-31 | 1337 | 1507 | 1209 | 1027
12261 | Rheem | 610430-21/L-74-G | 2012-11-26 | 2030-12-31 | 1135 | 1261 | 995 | 812
12262 | Rheem | 610430-21/L-75-E | 2012-11-26 | 2030-12-31 | 1346 | 1514 | 1216 | 1033
12263 | Rheem | 610430-21/L-75-G | 2012-11-26 | 2030-12-31 | 1143 | 1267 | 1002 | 818
12264 | Rheem | 610430-21/L-76-E | 2012-11-26 | 2030-12-31 | 1355 | 1521 | 1224 | 1039
12265 | Rheem | 610430-21/L-76-G | 2012-11-26 | 2030-12-31 | 1151 | 1273 | 1008 | 823
12266 | Rheem | 610430-21/L-77-E | 2012-11-26 | 2030-12-31 | 1364 | 1528 | 1231 | 1045
12267 | Rheem | 610430-21/L-77-G | 2012-11-26 | 2030-12-31 | 1159 | 1279 | 1015 | 829
12268 | Rheem | 610430-21/L-78-E | 2012-11-26 | 2030-12-31 | 1373 | 1535 | 1238 | 1051
12269 | Rheem | 610430-21/L-78-G | 2012-11-26 | 2030-12-31 | 1167 | 1285 | 1022 | 834
12270 | Rheem | 610430-21/L-79-E | 2012-11-26 | 2030-12-31 | 1382 | 1542 | 1246 | 1056
12271 | Rheem | 610430-21/L-79-G | 2012-11-26 | 2030-12-31 | 1175 | 1292 | 1028 | 840
12272 | Rheem | 610430-21/L-80-E | 2012-11-26 | 2030-12-31 | 1391 | 1549 | 1253 | 1062
12273 | Rheem | 610430-21/L-80-G | 2012-11-26 | 2030-12-31 | 1183 | 1298 | 1035 | 845
12274 | Rheem | 610430-21/L-81-E | 2012-11-26 | 2030-12-31 | 1400 | 1556 | 1260 | 1068
12275 | Rheem | 610430-21/L-81-G | 2012-11-26 | 2030-12-31 | 1191 | 1304 | 1042 | 851
12276 | Rheem | 610430-21/L-82-E | 2012-11-26 | 2030-12-31 | 1409 | 1563 | 1268 | 1074
12277 | Rheem | 610430-21/L-82-G | 2012-11-26 | 2030-12-31 | 1199 | 1310 | 1049 | 856
12278 | Rheem | 610430-21/L-83-E | 2012-11-26 | 2030-12-31 | 1418 | 1569 | 1275 | 1080
12279 | Rheem | 610430-21/L-83-G | 2012-11-26 | 2030-12-31 | 1207 | 1316 | 1055 | 861
12280 | Rheem | 610430-21/L-84-E | 2012-11-26 | 2030-12-31 | 1427 | 1576 | 1282 | 1086
12281 | Rheem | 610430-21/L-84-G | 2012-11-26 | 2030-12-31 | 1215 | 1322 | 1062 | 867
12282 | Rheem | 610430-21/L-85-E | 2012-11-26 | 2030-12-31 | 1436 | 1583 | 1289 | 1092
12283 | Rheem | 610430-21/L-85-G | 2012-11-26 | 2030-12-31 | 1223 | 1328 | 1069 | 872
12284 | Rheem | 610430-21/L-86-E | 2012-11-26 | 2030-12-31 | 1445 | 1590 | 1297 | 1097
12285 | Rheem | 610430-21/L-86-G | 2012-11-26 | 2030-12-31 | 1231 | 1335 | 1075 | 878
12286 | Rheem | 610430-21/L-87-E | 2012-11-26 | 2030-12-31 | 1454 | 1597 | 1304 | 1103
12287 | Rheem | 610430-21/L-87-G | 2012-11-26 | 2030-12-31 | 1239 | 1341 | 1082 | 883
12288 | Rheem | 610430-21/L-88-E | 2012-11-26 | 2030-12-31 | 1463 | 1604 | 1311 | 1109
12289 | Rheem | 610430-21/L-88-G | 2012-11-26 | 2030-12-31 | 1247 | 1347 | 1089 | 889
12290 | Rheem | 610430-21/L-89-E | 2012-11-26 | 2030-12-31 | 1472 | 1611 | 1319 | 1115
12291 | Rheem | 610430-21/L-89-G | 2012-11-26 | 2030-12-31 | 1255 | 1353 | 1095 | 894
12292 | Rheem | 610430-21/L-90-E | 2012-11-26 | 2030-12-31 | 1481 | 1618 | 1326 | 1121
12293 | Rheem | 610430-21/L-90-G | 2012-11-26 | 2030-12-31 | 1263 | 1359 | 1102 | 900
12294 | Rheem | 610430-21/L-91-E | 2012-11-26 | 2030-12-31 | 1490 | 1625 | 1333 | 1127
12295 | Rheem | 610430-21/L-91-G | 2012-11-26 | 2030-12-31 | 1271 | 1365 | 1109 | 905
12296 | Rheem | 610430-21/L-92-E | 2012-11-26 | 2030-12-31 | 1500 | 1632 | 1341 | 1133
12297 | Rheem | 610430-21/L-92-G | 2012-11-26 | 2030-12-31 | 1279 | 1372 | 1116 | 911
12298 | Rheem | 610430-21/NPT-54-E | 2012-11-26 | 2030-12-31 | 955 | 1089 | 863 | 727
12299 | Rheem | 610430-21/NPT-54-G | 2012-11-26 | 2030-12-31 | 668 | 733 | 566 | 441
12300 | Rheem | 610430-21/NPT-55-E | 2012-11-26 | 2030-12-31 | 975 | 1111 | 881 | 743
12301 | Rheem | 610430-21/NPT-55-G | 2012-11-26 | 2030-12-31 | 693 | 761 | 589 | 461
12302 | Rheem | 610430-21/NPT-56-E | 2012-11-26 | 2030-12-31 | 995 | 1134 | 899 | 759
12303 | Rheem | 610430-21/NPT-56-G | 2012-11-26 | 2030-12-31 | 718 | 790 | 612 | 481
12304 | Rheem | 610430-21/NPT-57-E | 2012-11-26 | 2030-12-31 | 1015 | 1156 | 918 | 775
12305 | Rheem | 610430-21/NPT-57-G | 2012-11-26 | 2030-12-31 | 743 | 819 | 635 | 501
12306 | Rheem | 610430-21/NPT-58-E | 2012-11-26 | 2030-12-31 | 1035 | 1179 | 936 | 791
12307 | Rheem | 610430-21/NPT-58-G | 2012-11-26 | 2030-12-31 | 768 | 847 | 658 | 521
12308 | Rheem | 610430-21/NPT-59-E | 2012-11-26 | 2030-12-31 | 1056 | 1201 | 955 | 807
12309 | Rheem | 610430-21/NPT-59-G | 2012-11-26 | 2030-12-31 | 793 | 876 | 681 | 541
12310 | Rheem | 610430-21/NPT-60-E | 2012-11-26 | 2030-12-31 | 1076 | 1224 | 973 | 823
12311 | Rheem | 610430-21/NPT-60-G | 2012-11-26 | 2030-12-31 | 818 | 905 | 704 | 561
12312 | Rheem | 610430-21/NPT-61-E | 2012-11-26 | 2030-12-31 | 1096 | 1246 | 992 | 839
12313 | Rheem | 610430-21/NPT-61-G | 2012-11-26 | 2030-12-31 | 843 | 933 | 727 | 581
12314 | Rheem | 610430-21/NPT-62-E | 2012-11-26 | 2030-12-31 | 1116 | 1269 | 1010 | 855
12315 | Rheem | 610430-21/NPT-62-G | 2012-11-26 | 2030-12-31 | 868 | 962 | 750 | 601
12316 | Rheem | 610430-21/NPT-63-E | 2012-11-26 | 2030-12-31 | 1137 | 1291 | 1029 | 871
12317 | Rheem | 610430-21/NPT-63-G | 2012-11-26 | 2030-12-31 | 894 | 991 | 774 | 621
12318 | Rheem | 610430-21/NPT-64-E | 2012-11-26 | 2030-12-31 | 1157 | 1314 | 1047 | 887
12319 | Rheem | 610430-21/NPT-64-G | 2012-11-26 | 2030-12-31 | 919 | 1019 | 797 | 641
12320 | Rheem | 610430-21/NPT-65-E | 2012-11-26 | 2030-12-31 | 1177 | 1336 | 1065 | 903
12321 | Rheem | 610430-21/NPT-65-G | 2012-11-26 | 2030-12-31 | 944 | 1048 | 820 | 661
12322 | Rheem | 610430-21/NPT-66-E | 2012-11-26 | 2030-12-31 | 1197 | 1359 | 1084 | 919
12323 | Rheem | 610430-21/NPT-66-G | 2012-11-26 | 2030-12-31 | 969 | 1077 | 843 | 681
12324 | Rheem | 610430-21/NPT-67-E | 2012-11-26 | 2030-12-31 | 1217 | 1381 | 1102 | 935
12325 | Rheem | 610430-21/NPT-67-G | 2012-11-26 | 2030-12-31 | 994 | 1105 | 866 | 701
12326 | Rheem | 610430-21/NPT-68-E | 2012-11-26 | 2030-12-31 | 1238 | 1404 | 1121 | 951
12327 | Rheem | 610430-21/NPT-68-G | 2012-11-26 | 2030-12-31 | 1019 | 1134 | 889 | 721
12328 | Rheem | 610430-21/NPT-69-E | 2012-11-26 | 2030-12-31 | 1258 | 1426 | 1139 | 967
12329 | Rheem | 610430-21/NPT-69-G | 2012-11-26 | 2030-12-31 | 1044 | 1163 | 912 | 741
12330 | Rheem | 610430-21/NPT-70-E | 2012-11-26 | 2030-12-31 | 1278 | 1449 | 1158 | 983
12331 | Rheem | 610430-21/NPT-70-G | 2012-11-26 | 2030-12-31 | 1069 | 1191 | 935 | 761
12332 | Rheem | 610430-21/NPT-71-E | 2012-11-26 | 2030-12-31 | 1298 | 1471 | 1176 | 999
12333 | Rheem | 610430-21/NPT-71-G | 2012-11-26 | 2030-12-31 | 1094 | 1220 | 958 | 781
12334 | Rheem | 610430-21/NPT-72-E | 2012-11-26 | 2030-12-31 | 1319 | 1494 | 1195 | 1016
12335 | Rheem | 610430-21/NPT-72-G | 2012-11-26 | 2030-12-31 | 1120 | 1249 | 982 | 802
12336 | Rheem | 610430-21/NPT-73-E | 2012-11-26 | 2030-12-31 | 1328 | 1500 | 1202 | 1021
12337 | Rheem | 610430-21/NPT-73-G | 2012-11-26 | 2030-12-31 | 1127 | 1255 | 988 | 807
12338 | Rheem | 610430-21/NPT-74-E | 2012-11-26 | 2030-12-31 | 1337 | 1507 | 1209 | 1027
12339 | Rheem | 610430-21/NPT-74-G | 2012-11-26 | 2030-12-31 | 1135 | 1261 | 995 | 812
12340 | Rheem | 610430-21/NPT-75-E | 2012-11-26 | 2030-12-31 | 1346 | 1514 | 1216 | 1033
12341 | Rheem | 610430-21/NPT-75-G | 2012-11-26 | 2030-12-31 | 1143 | 1267 | 1002 | 818
12342 | Rheem | 610430-21/NPT-76-E | 2012-11-26 | 2030-12-31 | 1355 | 1521 | 1224 | 1039
12343 | Rheem | 610430-21/NPT-76-G | 2012-11-26 | 2030-12-31 | 1151 | 1273 | 1008 | 823
12344 | Rheem | 610430-21/NPT-77-E | 2012-11-26 | 2030-12-31 | 1364 | 1528 | 1231 | 1045
12345 | Rheem | 610430-21/NPT-77-G | 2012-11-26 | 2030-12-31 | 1159 | 1279 | 1015 | 829
12346 | Rheem | 610430-21/NPT-78-E | 2012-11-26 | 2030-12-31 | 1373 | 1535 | 1238 | 1051
12347 | Rheem | 610430-21/NPT-78-G | 2012-11-26 | 2030-12-31 | 1167 | 1285 | 1022 | 834
12348 | Rheem | 610430-21/NPT-79-E | 2012-11-26 | 2030-12-31 | 1382 | 1542 | 1246 | 1056
12349 | Rheem | 610430-21/NPT-79-G | 2012-11-26 | 2030-12-31 | 1175 | 1292 | 1028 | 840
12350 | Rheem | 610430-21/NPT-80-E | 2012-11-26 | 2030-12-31 | 1391 | 1549 | 1253 | 1062
12351 | Rheem | 610430-21/NPT-80-G | 2012-11-26 | 2030-12-31 | 1183 | 1298 | 1035 | 845
12352 | Rheem | 610430-21/NPT-81-E | 2012-11-26 | 2030-12-31 | 1400 | 1556 | 1260 | 1068
12353 | Rheem | 610430-21/NPT-81-G | 2012-11-26 | 2030-12-31 | 1191 | 1304 | 1042 | 851
12354 | Rheem | 610430-21/NPT-82-E | 2012-11-26 | 2030-12-31 | 1409 | 1563 | 1268 | 1074
12355 | Rheem | 610430-21/NPT-82-G | 2012-11-26 | 2030-12-31 | 1199 | 1310 | 1049 | 856
12356 | Rheem | 610430-21/NPT-83-E | 2012-11-26 | 2030-12-31 | 1418 | 1569 | 1275 | 1080
12357 | Rheem | 610430-21/NPT-83-G | 2012-11-26 | 2030-12-31 | 1207 | 1316 | 1055 | 861
12358 | Rheem | 610430-21/NPT-84-E | 2012-11-26 | 2030-12-31 | 1427 | 1576 | 1282 | 1086
12359 | Rheem | 610430-21/NPT-84-G | 2012-11-26 | 2030-12-31 | 1215 | 1322 | 1062 | 867
12360 | Rheem | 610430-21/NPT-85-E | 2012-11-26 | 2030-12-31 | 1436 | 1583 | 1289 | 1092
12361 | Rheem | 610430-21/NPT-85-G | 2012-11-26 | 2030-12-31 | 1223 | 1328 | 1069 | 872
12362 | Rheem | 610430-21/NPT-86-E | 2012-11-26 | 2030-12-31 | 1445 | 1590 | 1297 | 1097
12363 | Rheem | 610430-21/NPT-86-G | 2012-11-26 | 2030-12-31 | 1231 | 1335 | 1075 | 878
12364 | Rheem | 610430-21/NPT-87-E | 2012-11-26 | 2030-12-31 | 1454 | 1597 | 1304 | 1103
12365 | Rheem | 610430-21/NPT-87-G | 2012-11-26 | 2030-12-31 | 1239 | 1341 | 1082 | 883
12366 | Rheem | 610430-21/NPT-88-E | 2012-11-26 | 2030-12-31 | 1463 | 1604 | 1311 | 1109
12367 | Rheem | 610430-21/NPT-88-G | 2012-11-26 | 2030-12-31 | 1247 | 1347 | 1089 | 889
12368 | Rheem | 610430-21/NPT-89-E | 2012-11-26 | 2030-12-31 | 1472 | 1611 | 1319 | 1115
12369 | Rheem | 610430-21/NPT-89-G | 2012-11-26 | 2030-12-31 | 1255 | 1353 | 1095 | 894
12370 | Rheem | 610430-21/NPT-90-E | 2012-11-26 | 2030-12-31 | 1481 | 1618 | 1326 | 1121
12371 | Rheem | 610430-21/NPT-90-G | 2012-11-26 | 2030-12-31 | 1263 | 1359 | 1102 | 900
12372 | Rheem | 610430-21/NPT-91-E | 2012-11-26 | 2030-12-31 | 1490 | 1625 | 1333 | 1127
12373 | Rheem | 610430-21/NPT-91-G | 2012-11-26 | 2030-12-31 | 1271 | 1365 | 1109 | 905
12374 | Rheem | 610430-21/NPT-92-E | 2012-11-26 | 2030-12-31 | 1500 | 1632 | 1341 | 1133
12375 | Rheem | 610430-21/NPT-92-G | 2012-11-26 | 2030-12-31 | 1279 | 1372 | 1116 | 911
12376 | Rheem | 610430-22/AP07-100-E | 2014-03-01 | 2030-12-31 | 1678 | 1843 | 1505 | 1275
12377 | Rheem | 610430-22/AP07-100-G | 2014-03-01 | 2030-12-31 | 1382 | 1486 | 1204 | 982
12378 | Rheem | 610430-22/AP07-57-E | 2014-03-01 | 2030-12-31 | 1007 | 1151 | 908 | 762
12379 | Rheem | 610430-22/AP07-57-G | 2014-03-01 | 2030-12-31 | 695 | 766 | 584 | 449
12380 | Rheem | 610430-22/AP07-58-E | 2014-03-01 | 2030-12-31 | 1027 | 1173 | 926 | 777
12381 | Rheem | 610430-22/AP07-58-G | 2014-03-01 | 2030-12-31 | 719 | 793 | 606 | 468
12382 | Rheem | 610430-22/AP07-59-E | 2014-03-01 | 2030-12-31 | 1047 | 1195 | 944 | 793
12383 | Rheem | 610430-22/AP07-59-G | 2014-03-01 | 2030-12-31 | 743 | 821 | 628 | 487
12384 | Rheem | 610430-22/AP07-60-E | 2014-03-01 | 2030-12-31 | 1067 | 1217 | 963 | 809
12385 | Rheem | 610430-22/AP07-60-G | 2014-03-01 | 2030-12-31 | 768 | 849 | 651 | 507
12386 | Rheem | 610430-22/AP07-61-E | 2014-03-01 | 2030-12-31 | 1087 | 1239 | 981 | 825
12387 | Rheem | 610430-22/AP07-61-G | 2014-03-01 | 2030-12-31 | 792 | 876 | 673 | 526
12388 | Rheem | 610430-22/AP07-62-E | 2014-03-01 | 2030-12-31 | 1107 | 1262 | 999 | 841
12389 | Rheem | 610430-22/AP07-62-G | 2014-03-01 | 2030-12-31 | 816 | 904 | 696 | 545
12390 | Rheem | 610430-22/AP07-63-E | 2014-03-01 | 2030-12-31 | 1127 | 1284 | 1018 | 857
12391 | Rheem | 610430-22/AP07-63-G | 2014-03-01 | 2030-12-31 | 841 | 932 | 718 | 565
12392 | Rheem | 610430-22/AP07-64-E | 2014-03-01 | 2030-12-31 | 1148 | 1306 | 1036 | 873
12393 | Rheem | 610430-22/AP07-64-G | 2014-03-01 | 2030-12-31 | 865 | 959 | 741 | 584
12394 | Rheem | 610430-22/AP07-65-E | 2014-03-01 | 2030-12-31 | 1168 | 1328 | 1054 | 889
12395 | Rheem | 610430-22/AP07-65-G | 2014-03-01 | 2030-12-31 | 889 | 987 | 763 | 604
12396 | Rheem | 610430-22/AP07-66-E | 2014-03-01 | 2030-12-31 | 1188 | 1351 | 1073 | 905
12397 | Rheem | 610430-22/AP07-66-G | 2014-03-01 | 2030-12-31 | 914 | 1015 | 785 | 623
12398 | Rheem | 610430-22/AP07-67-E | 2014-03-01 | 2030-12-31 | 1208 | 1373 | 1091 | 921
12399 | Rheem | 610430-22/AP07-67-G | 2014-03-01 | 2030-12-31 | 938 | 1042 | 808 | 642
12400 | Rheem | 610430-22/AP07-68-E | 2014-03-01 | 2030-12-31 | 1228 | 1395 | 1109 | 937
12401 | Rheem | 610430-22/AP07-68-G | 2014-03-01 | 2030-12-31 | 962 | 1070 | 830 | 662
12402 | Rheem | 610430-22/AP07-69-E | 2014-03-01 | 2030-12-31 | 1248 | 1417 | 1128 | 953
12403 | Rheem | 610430-22/AP07-69-G | 2014-03-01 | 2030-12-31 | 987 | 1098 | 853 | 681
12404 | Rheem | 610430-22/AP07-70-E | 2014-03-01 | 2030-12-31 | 1268 | 1440 | 1146 | 969
12405 | Rheem | 610430-22/AP07-70-G | 2014-03-01 | 2030-12-31 | 1011 | 1125 | 875 | 700
12406 | Rheem | 610430-22/AP07-71-E | 2014-03-01 | 2030-12-31 | 1289 | 1462 | 1164 | 985
12407 | Rheem | 610430-22/AP07-71-G | 2014-03-01 | 2030-12-31 | 1035 | 1153 | 898 | 720
12408 | Rheem | 610430-22/AP07-72-E | 2014-03-01 | 2030-12-31 | 1309 | 1484 | 1183 | 1001
12409 | Rheem | 610430-22/AP07-72-G | 2014-03-01 | 2030-12-31 | 1060 | 1181 | 920 | 739
12410 | Rheem | 610430-22/AP07-73-E | 2014-03-01 | 2030-12-31 | 1329 | 1506 | 1201 | 1017
12411 | Rheem | 610430-22/AP07-73-G | 2014-03-01 | 2030-12-31 | 1084 | 1208 | 942 | 759
12412 | Rheem | 610430-22/AP07-74-E | 2014-03-01 | 2030-12-31 | 1349 | 1529 | 1219 | 1033
12413 | Rheem | 610430-22/AP07-74-G | 2014-03-01 | 2030-12-31 | 1108 | 1236 | 965 | 778
12414 | Rheem | 610430-22/AP07-75-E | 2014-03-01 | 2030-12-31 | 1369 | 1551 | 1238 | 1049
12415 | Rheem | 610430-22/AP07-75-G | 2014-03-01 | 2030-12-31 | 1133 | 1264 | 987 | 797
12416 | Rheem | 610430-22/AP07-76-E | 2014-03-01 | 2030-12-31 | 1389 | 1573 | 1256 | 1065
12417 | Rheem | 610430-22/AP07-76-G | 2014-03-01 | 2030-12-31 | 1157 | 1291 | 1010 | 817
12418 | Rheem | 610430-22/AP07-77-E | 2014-03-01 | 2030-12-31 | 1409 | 1595 | 1274 | 1081
12419 | Rheem | 610430-22/AP07-77-G | 2014-03-01 | 2030-12-31 | 1181 | 1319 | 1032 | 836
12420 | Rheem | 610430-22/AP07-78-E | 2014-03-01 | 2030-12-31 | 1430 | 1618 | 1293 | 1097
12421 | Rheem | 610430-22/AP07-78-G | 2014-03-01 | 2030-12-31 | 1206 | 1347 | 1055 | 856
12422 | Rheem | 610430-22/AP07-79-E | 2014-03-01 | 2030-12-31 | 1441 | 1628 | 1302 | 1105
12423 | Rheem | 610430-22/AP07-79-G | 2014-03-01 | 2030-12-31 | 1214 | 1353 | 1061 | 861
12424 | Rheem | 610430-22/AP07-80-E | 2014-03-01 | 2030-12-31 | 1452 | 1638 | 1312 | 1113
12425 | Rheem | 610430-22/AP07-80-G | 2014-03-01 | 2030-12-31 | 1222 | 1359 | 1068 | 867
12426 | Rheem | 610430-22/AP07-81-E | 2014-03-01 | 2030-12-31 | 1463 | 1648 | 1321 | 1121
12427 | Rheem | 610430-22/AP07-81-G | 2014-03-01 | 2030-12-31 | 1230 | 1365 | 1075 | 873
12428 | Rheem | 610430-22/AP07-82-E | 2014-03-01 | 2030-12-31 | 1475 | 1658 | 1331 | 1129
12429 | Rheem | 610430-22/AP07-82-G | 2014-03-01 | 2030-12-31 | 1238 | 1372 | 1082 | 878
12430 | Rheem | 610430-22/AP07-83-E | 2014-03-01 | 2030-12-31 | 1486 | 1669 | 1341 | 1137
12431 | Rheem | 610430-22/AP07-83-G | 2014-03-01 | 2030-12-31 | 1246 | 1378 | 1088 | 884
12432 | Rheem | 610430-22/AP07-84-E | 2014-03-01 | 2030-12-31 | 1497 | 1679 | 1350 | 1145
12433 | Rheem | 610430-22/AP07-84-G | 2014-03-01 | 2030-12-31 | 1254 | 1384 | 1095 | 890
12434 | Rheem | 610430-22/AP07-85-E | 2014-03-01 | 2030-12-31 | 1508 | 1689 | 1360 | 1153
12435 | Rheem | 610430-22/AP07-85-G | 2014-03-01 | 2030-12-31 | 1262 | 1391 | 1102 | 896
12436 | Rheem | 610430-22/AP07-86-E | 2014-03-01 | 2030-12-31 | 1520 | 1699 | 1370 | 1161
12437 | Rheem | 610430-22/AP07-86-G | 2014-03-01 | 2030-12-31 | 1270 | 1397 | 1109 | 901
12438 | Rheem | 610430-22/AP07-87-E | 2014-03-01 | 2030-12-31 | 1531 | 1710 | 1379 | 1169
12439 | Rheem | 610430-22/AP07-87-G | 2014-03-01 | 2030-12-31 | 1278 | 1403 | 1115 | 907
12440 | Rheem | 610430-22/AP07-88-E | 2014-03-01 | 2030-12-31 | 1542 | 1720 | 1389 | 1177
12441 | Rheem | 610430-22/AP07-88-G | 2014-03-01 | 2030-12-31 | 1286 | 1410 | 1122 | 913
12442 | Rheem | 610430-22/AP07-89-E | 2014-03-01 | 2030-12-31 | 1554 | 1730 | 1399 | 1186
12443 | Rheem | 610430-22/AP07-89-G | 2014-03-01 | 2030-12-31 | 1294 | 1416 | 1129 | 919
12444 | Rheem | 610430-22/AP07-90-E | 2014-03-01 | 2030-12-31 | 1565 | 1740 | 1408 | 1194
12445 | Rheem | 610430-22/AP07-90-G | 2014-03-01 | 2030-12-31 | 1302 | 1422 | 1136 | 924
12446 | Rheem | 610430-22/AP07-91-E | 2014-03-01 | 2030-12-31 | 1576 | 1750 | 1418 | 1202
12447 | Rheem | 610430-22/AP07-91-G | 2014-03-01 | 2030-12-31 | 1310 | 1429 | 1143 | 930
12448 | Rheem | 610430-22/AP07-92-E | 2014-03-01 | 2030-12-31 | 1587 | 1761 | 1427 | 1210
12449 | Rheem | 610430-22/AP07-92-G | 2014-03-01 | 2030-12-31 | 1318 | 1435 | 1149 | 936
12450 | Rheem | 610430-22/AP07-93-E | 2014-03-01 | 2030-12-31 | 1599 | 1771 | 1437 | 1218
12451 | Rheem | 610430-22/AP07-93-G | 2014-03-01 | 2030-12-31 | 1326 | 1441 | 1156 | 941
12452 | Rheem | 610430-22/AP07-94-E | 2014-03-01 | 2030-12-31 | 1610 | 1781 | 1447 | 1226
12453 | Rheem | 610430-22/AP07-94-G | 2014-03-01 | 2030-12-31 | 1334 | 1448 | 1163 | 947
12454 | Rheem | 610430-22/AP07-95-E | 2014-03-01 | 2030-12-31 | 1621 | 1791 | 1456 | 1234
12455 | Rheem | 610430-22/AP07-95-G | 2014-03-01 | 2030-12-31 | 1342 | 1454 | 1170 | 953
12456 | Rheem | 610430-22/AP07-96-E | 2014-03-01 | 2030-12-31 | 1632 | 1802 | 1466 | 1242
12457 | Rheem | 610430-22/AP07-96-G | 2014-03-01 | 2030-12-31 | 1350 | 1460 | 1176 | 959
12458 | Rheem | 610430-22/AP07-97-E | 2014-03-01 | 2030-12-31 | 1644 | 1812 | 1476 | 1250
12459 | Rheem | 610430-22/AP07-97-G | 2014-03-01 | 2030-12-31 | 1358 | 1467 | 1183 | 964
12460 | Rheem | 610430-22/AP07-98-E | 2014-03-01 | 2030-12-31 | 1655 | 1822 | 1485 | 1258
12461 | Rheem | 610430-22/AP07-98-G | 2014-03-01 | 2030-12-31 | 1366 | 1473 | 1190 | 970
12462 | Rheem | 610430-22/AP07-99-E | 2014-03-01 | 2030-12-31 | 1666 | 1832 | 1495 | 1266
12463 | Rheem | 610430-22/AP07-99-G | 2014-03-01 | 2030-12-31 | 1374 | 1479 | 1197 | 976
12464 | Rheem | 610430-22/L-100-E | 2012-11-26 | 2030-12-31 | 1678 | 1843 | 1505 | 1275
12465 | Rheem | 610430-22/L-100-G | 2012-11-26 | 2030-12-31 | 1382 | 1486 | 1204 | 982
12466 | Rheem | 610430-22/L-57-E | 2012-11-26 | 2030-12-31 | 1007 | 1151 | 908 | 762
12467 | Rheem | 610430-22/L-57-G | 2012-11-26 | 2030-12-31 | 695 | 766 | 584 | 449
12468 | Rheem | 610430-22/L-58-E | 2012-11-26 | 2030-12-31 | 1027 | 1173 | 926 | 777
12469 | Rheem | 610430-22/L-58-G | 2012-11-26 | 2030-12-31 | 719 | 793 | 606 | 468
12470 | Rheem | 610430-22/L-59-E | 2012-11-26 | 2030-12-31 | 1047 | 1195 | 944 | 793
12471 | Rheem | 610430-22/L-59-G | 2012-11-26 | 2030-12-31 | 743 | 821 | 628 | 487
12472 | Rheem | 610430-22/L-60-E | 2012-11-26 | 2030-12-31 | 1067 | 1217 | 963 | 809
12473 | Rheem | 610430-22/L-60-G | 2012-11-26 | 2030-12-31 | 768 | 849 | 651 | 507
12474 | Rheem | 610430-22/L-61-E | 2012-11-26 | 2030-12-31 | 1087 | 1239 | 981 | 825
12475 | Rheem | 610430-22/L-61-G | 2012-11-26 | 2030-12-31 | 792 | 876 | 673 | 526
12476 | Rheem | 610430-22/L-62-E | 2012-11-26 | 2030-12-31 | 1107 | 1262 | 999 | 841
12477 | Rheem | 610430-22/L-62-G | 2012-11-26 | 2030-12-31 | 816 | 904 | 696 | 545
12478 | Rheem | 610430-22/L-63-E | 2012-11-26 | 2030-12-31 | 1127 | 1284 | 1018 | 857
12479 | Rheem | 610430-22/L-63-G | 2012-11-26 | 2030-12-31 | 841 | 932 | 718 | 565
12480 | Rheem | 610430-22/L-64-E | 2012-11-26 | 2030-12-31 | 1148 | 1306 | 1036 | 873
12481 | Rheem | 610430-22/L-64-G | 2012-11-26 | 2030-12-31 | 865 | 959 | 741 | 584
12482 | Rheem | 610430-22/L-65-E | 2012-11-26 | 2030-12-31 | 1168 | 1328 | 1054 | 889
12483 | Rheem | 610430-22/L-65-G | 2012-11-26 | 2030-12-31 | 889 | 987 | 763 | 604
12484 | Rheem | 610430-22/L-66-E | 2012-11-26 | 2030-12-31 | 1188 | 1351 | 1073 | 905
12485 | Rheem | 610430-22/L-66-G | 2012-11-26 | 2030-12-31 | 914 | 1015 | 785 | 623
12486 | Rheem | 610430-22/L-67-E | 2012-11-26 | 2030-12-31 | 1208 | 1373 | 1091 | 921
12487 | Rheem | 610430-22/L-67-G | 2012-11-26 | 2030-12-31 | 938 | 1042 | 808 | 642
12488 | Rheem | 610430-22/L-68-E | 2012-11-26 | 2030-12-31 | 1228 | 1395 | 1109 | 937
12489 | Rheem | 610430-22/L-68-G | 2012-11-26 | 2030-12-31 | 962 | 1070 | 830 | 662
12490 | Rheem | 610430-22/L-69-E | 2012-11-26 | 2030-12-31 | 1248 | 1417 | 1128 | 953
12491 | Rheem | 610430-22/L-69-G | 2012-11-26 | 2030-12-31 | 987 | 1098 | 853 | 681
12492 | Rheem | 610430-22/L-70-E | 2012-11-26 | 2030-12-31 | 1268 | 1440 | 1146 | 969
12493 | Rheem | 610430-22/L-70-G | 2012-11-26 | 2030-12-31 | 1011 | 1125 | 875 | 700
12494 | Rheem | 610430-22/L-71-E | 2012-11-26 | 2030-12-31 | 1289 | 1462 | 1164 | 985
12495 | Rheem | 610430-22/L-71-G | 2012-11-26 | 2030-12-31 | 1035 | 1153 | 898 | 720
12496 | Rheem | 610430-22/L-72-E | 2012-11-26 | 2030-12-31 | 1309 | 1484 | 1183 | 1001
12497 | Rheem | 610430-22/L-72-G | 2012-11-26 | 2030-12-31 | 1060 | 1181 | 920 | 739
12498 | Rheem | 610430-22/L-73-E | 2012-11-26 | 2030-12-31 | 1329 | 1506 | 1201 | 1017
12499 | Rheem | 610430-22/L-73-G | 2012-11-26 | 2030-12-31 | 1084 | 1208 | 942 | 759
12500 | Rheem | 610430-22/L-74-E | 2012-11-26 | 2030-12-31 | 1349 | 1529 | 1219 | 1033
12501 | Rheem | 610430-22/L-74-G | 2012-11-26 | 2030-12-31 | 1108 | 1236 | 965 | 778
12502 | Rheem | 610430-22/L-75-E | 2012-11-26 | 2030-12-31 | 1369 | 1551 | 1238 | 1049
12503 | Rheem | 610430-22/L-75-G | 2012-11-26 | 2030-12-31 | 1133 | 1264 | 987 | 797
12504 | Rheem | 610430-22/L-76-E | 2012-11-26 | 2030-12-31 | 1389 | 1573 | 1256 | 1065
12505 | Rheem | 610430-22/L-76-G | 2012-11-26 | 2030-12-31 | 1157 | 1291 | 1010 | 817
12506 | Rheem | 610430-22/L-77-E | 2012-11-26 | 2030-12-31 | 1409 | 1595 | 1274 | 1081
12507 | Rheem | 610430-22/L-77-G | 2012-11-26 | 2030-12-31 | 1181 | 1319 | 1032 | 836
12508 | Rheem | 610430-22/L-78-E | 2012-11-26 | 2030-12-31 | 1430 | 1618 | 1293 | 1097
12509 | Rheem | 610430-22/L-78-G | 2012-11-26 | 2030-12-31 | 1206 | 1347 | 1055 | 856
12510 | Rheem | 610430-22/L-79-E | 2012-11-26 | 2030-12-31 | 1441 | 1628 | 1302 | 1105
12511 | Rheem | 610430-22/L-79-G | 2012-11-26 | 2030-12-31 | 1214 | 1353 | 1061 | 861
12512 | Rheem | 610430-22/L-80-E | 2012-11-26 | 2030-12-31 | 1452 | 1638 | 1312 | 1113
12513 | Rheem | 610430-22/L-80-G | 2012-11-26 | 2030-12-31 | 1222 | 1359 | 1068 | 867
12514 | Rheem | 610430-22/L-81-E | 2012-11-26 | 2030-12-31 | 1463 | 1648 | 1321 | 1121
12515 | Rheem | 610430-22/L-81-G | 2012-11-26 | 2030-12-31 | 1230 | 1365 | 1075 | 873
12516 | Rheem | 610430-22/L-82-E | 2012-11-26 | 2030-12-31 | 1475 | 1658 | 1331 | 1129
12517 | Rheem | 610430-22/L-82-G | 2012-11-26 | 2030-12-31 | 1238 | 1372 | 1082 | 878
12518 | Rheem | 610430-22/L-83-E | 2012-11-26 | 2030-12-31 | 1486 | 1669 | 1341 | 1137
12519 | Rheem | 610430-22/L-83-G | 2012-11-26 | 2030-12-31 | 1246 | 1378 | 1088 | 884
12520 | Rheem | 610430-22/L-84-E | 2012-11-26 | 2030-12-31 | 1497 | 1679 | 1350 | 1145
12521 | Rheem | 610430-22/L-84-G | 2012-11-26 | 2030-12-31 | 1254 | 1384 | 1095 | 890
12522 | Rheem | 610430-22/L-85-E | 2012-11-26 | 2030-12-31 | 1508 | 1689 | 1360 | 1153
12523 | Rheem | 610430-22/L-85-G | 2012-11-26 | 2030-12-31 | 1262 | 1391 | 1102 | 896
12524 | Rheem | 610430-22/L-86-E | 2012-11-26 | 2030-12-31 | 1520 | 1699 | 1370 | 1161
12525 | Rheem | 610430-22/L-86-G | 2012-11-26 | 2030-12-31 | 1270 | 1397 | 1109 | 901
12526 | Rheem | 610430-22/L-87-E | 2012-11-26 | 2030-12-31 | 1531 | 1710 | 1379 | 1169
12527 | Rheem | 610430-22/L-87-G | 2012-11-26 | 2030-12-31 | 1278 | 1403 | 1115 | 907
12528 | Rheem | 610430-22/L-88-E | 2012-11-26 | 2030-12-31 | 1542 | 1720 | 1389 | 1177
12529 | Rheem | 610430-22/L-88-G | 2012-11-26 | 2030-12-31 | 1286 | 1410 | 1122 | 913
12530 | Rheem | 610430-22/L-89-E | 2012-11-26 | 2030-12-31 | 1554 | 1730 | 1399 | 1186
12531 | Rheem | 610430-22/L-89-G | 2012-11-26 | 2030-12-31 | 1294 | 1416 | 1129 | 919
12532 | Rheem | 610430-22/L-90-E | 2012-11-26 | 2030-12-31 | 1565 | 1740 | 1408 | 1194
12533 | Rheem | 610430-22/L-90-G | 2012-11-26 | 2030-12-31 | 1302 | 1422 | 1136 | 924
12534 | Rheem | 610430-22/L-91-E | 2012-11-26 | 2030-12-31 | 1576 | 1750 | 1418 | 1202
12535 | Rheem | 610430-22/L-91-G | 2012-11-26 | 2030-12-31 | 1310 | 1429 | 1143 | 930
12536 | Rheem | 610430-22/L-92-E | 2012-11-26 | 2030-12-31 | 1587 | 1761 | 1427 | 1210
12537 | Rheem | 610430-22/L-92-G | 2012-11-26 | 2030-12-31 | 1318 | 1435 | 1149 | 936
12538 | Rheem | 610430-22/L-93-E | 2012-11-26 | 2030-12-31 | 1599 | 1771 | 1437 | 1218
12539 | Rheem | 610430-22/L-93-G | 2012-11-26 | 2030-12-31 | 1326 | 1441 | 1156 | 941
12540 | Rheem | 610430-22/L-94-E | 2012-11-26 | 2030-12-31 | 1610 | 1781 | 1447 | 1226
12541 | Rheem | 610430-22/L-94-G | 2012-11-26 | 2030-12-31 | 1334 | 1448 | 1163 | 947
12542 | Rheem | 610430-22/L-95-E | 2012-11-26 | 2030-12-31 | 1621 | 1791 | 1456 | 1234
12543 | Rheem | 610430-22/L-95-G | 2012-11-26 | 2030-12-31 | 1342 | 1454 | 1170 | 953
12544 | Rheem | 610430-22/L-96-E | 2012-11-26 | 2030-12-31 | 1632 | 1802 | 1466 | 1242
12545 | Rheem | 610430-22/L-96-G | 2012-11-26 | 2030-12-31 | 1350 | 1460 | 1176 | 959
12546 | Rheem | 610430-22/L-97-E | 2012-11-26 | 2030-12-31 | 1644 | 1812 | 1476 | 1250
12547 | Rheem | 610430-22/L-97-G | 2012-11-26 | 2030-12-31 | 1358 | 1467 | 1183 | 964
12548 | Rheem | 610430-22/L-98-E | 2012-11-26 | 2030-12-31 | 1655 | 1822 | 1485 | 1258
12549 | Rheem | 610430-22/L-98-G | 2012-11-26 | 2030-12-31 | 1366 | 1473 | 1190 | 970
12550 | Rheem | 610430-22/L-99-E | 2012-11-26 | 2030-12-31 | 1666 | 1832 | 1495 | 1266
12551 | Rheem | 610430-22/L-99-G | 2012-11-26 | 2030-12-31 | 1374 | 1479 | 1197 | 976
12552 | Rheem | 610430-22/NPT-100-E | 2012-11-26 | 2030-12-31 | 1678 | 1843 | 1505 | 1275
12553 | Rheem | 610430-22/NPT-100-G | 2012-11-26 | 2030-12-31 | 1382 | 1486 | 1204 | 982
12554 | Rheem | 610430-22/NPT-57-E | 2012-11-26 | 2030-12-31 | 1007 | 1151 | 908 | 762
12555 | Rheem | 610430-22/NPT-57-G | 2012-11-26 | 2030-12-31 | 695 | 766 | 584 | 449
12556 | Rheem | 610430-22/NPT-58-E | 2012-11-26 | 2030-12-31 | 1027 | 1173 | 926 | 777
12557 | Rheem | 610430-22/NPT-58-G | 2012-11-26 | 2030-12-31 | 719 | 793 | 606 | 468
12558 | Rheem | 610430-22/NPT-59-E | 2012-11-26 | 2030-12-31 | 1047 | 1195 | 944 | 793
12559 | Rheem | 610430-22/NPT-59-G | 2012-11-26 | 2030-12-31 | 743 | 821 | 628 | 487
12560 | Rheem | 610430-22/NPT-60-E | 2012-11-26 | 2030-12-31 | 1067 | 1217 | 963 | 809
12561 | Rheem | 610430-22/NPT-60-G | 2012-11-26 | 2030-12-31 | 768 | 849 | 651 | 507
12562 | Rheem | 610430-22/NPT-61-E | 2012-11-26 | 2030-12-31 | 1087 | 1239 | 981 | 825
12563 | Rheem | 610430-22/NPT-61-G | 2012-11-26 | 2030-12-31 | 792 | 876 | 673 | 526
12564 | Rheem | 610430-22/NPT-62-E | 2012-11-26 | 2030-12-31 | 1107 | 1262 | 999 | 841
12565 | Rheem | 610430-22/NPT-62-G | 2012-11-26 | 2030-12-31 | 816 | 904 | 696 | 545
12566 | Rheem | 610430-22/NPT-63-E | 2012-11-26 | 2030-12-31 | 1127 | 1284 | 1018 | 857
12567 | Rheem | 610430-22/NPT-63-G | 2012-11-26 | 2030-12-31 | 841 | 932 | 718 | 565
12568 | Rheem | 610430-22/NPT-64-E | 2012-11-26 | 2030-12-31 | 1148 | 1306 | 1036 | 873
12569 | Rheem | 610430-22/NPT-64-G | 2012-11-26 | 2030-12-31 | 865 | 959 | 741 | 584
12570 | Rheem | 610430-22/NPT-65-E | 2012-11-26 | 2030-12-31 | 1168 | 1328 | 1054 | 889
12571 | Rheem | 610430-22/NPT-65-G | 2012-11-26 | 2030-12-31 | 889 | 987 | 763 | 604
12572 | Rheem | 610430-22/NPT-66-E | 2012-11-26 | 2030-12-31 | 1188 | 1351 | 1073 | 905
12573 | Rheem | 610430-22/NPT-66-G | 2012-11-26 | 2030-12-31 | 914 | 1015 | 785 | 623
12574 | Rheem | 610430-22/NPT-67-E | 2012-11-26 | 2030-12-31 | 1208 | 1373 | 1091 | 921
12575 | Rheem | 610430-22/NPT-67-G | 2012-11-26 | 2030-12-31 | 938 | 1042 | 808 | 642
12576 | Rheem | 610430-22/NPT-68-E | 2012-11-26 | 2030-12-31 | 1228 | 1395 | 1109 | 937
12577 | Rheem | 610430-22/NPT-68-G | 2012-11-26 | 2030-12-31 | 962 | 1070 | 830 | 662
12578 | Rheem | 610430-22/NPT-69-E | 2012-11-26 | 2030-12-31 | 1248 | 1417 | 1128 | 953
12579 | Rheem | 610430-22/NPT-69-G | 2012-11-26 | 2030-12-31 | 987 | 1098 | 853 | 681
12580 | Rheem | 610430-22/NPT-70-E | 2012-11-26 | 2030-12-31 | 1268 | 1440 | 1146 | 969
12581 | Rheem | 610430-22/NPT-70-G | 2012-11-26 | 2030-12-31 | 1011 | 1125 | 875 | 700
12582 | Rheem | 610430-22/NPT-71-E | 2012-11-26 | 2030-12-31 | 1289 | 1462 | 1164 | 985
12583 | Rheem | 610430-22/NPT-71-G | 2012-11-26 | 2030-12-31 | 1035 | 1153 | 898 | 720
12584 | Rheem | 610430-22/NPT-72-E | 2012-11-26 | 2030-12-31 | 1309 | 1484 | 1183 | 1001
12585 | Rheem | 610430-22/NPT-72-G | 2012-11-26 | 2030-12-31 | 1060 | 1181 | 920 | 739
12586 | Rheem | 610430-22/NPT-73-E | 2012-11-26 | 2030-12-31 | 1329 | 1506 | 1201 | 1017
12587 | Rheem | 610430-22/NPT-73-G | 2012-11-26 | 2030-12-31 | 1084 | 1208 | 942 | 759
12588 | Rheem | 610430-22/NPT-74-E | 2012-11-26 | 2030-12-31 | 1349 | 1529 | 1219 | 1033
12589 | Rheem | 610430-22/NPT-74-G | 2012-11-26 | 2030-12-31 | 1108 | 1236 | 965 | 778
12590 | Rheem | 610430-22/NPT-75-E | 2012-11-26 | 2030-12-31 | 1369 | 1551 | 1238 | 1049
12591 | Rheem | 610430-22/NPT-75-G | 2012-11-26 | 2030-12-31 | 1133 | 1264 | 987 | 797
12592 | Rheem | 610430-22/NPT-76-E | 2012-11-26 | 2030-12-31 | 1389 | 1573 | 1256 | 1065
12593 | Rheem | 610430-22/NPT-76-G | 2012-11-26 | 2030-12-31 | 1157 | 1291 | 1010 | 817
12594 | Rheem | 610430-22/NPT-77-E | 2012-11-26 | 2030-12-31 | 1409 | 1595 | 1274 | 1081
12595 | Rheem | 610430-22/NPT-77-G | 2012-11-26 | 2030-12-31 | 1181 | 1319 | 1032 | 836
12596 | Rheem | 610430-22/NPT-78-E | 2012-11-26 | 2030-12-31 | 1430 | 1618 | 1293 | 1097
12597 | Rheem | 610430-22/NPT-78-G | 2012-11-26 | 2030-12-31 | 1206 | 1347 | 1055 | 856
12598 | Rheem | 610430-22/NPT-79-E | 2012-11-26 | 2030-12-31 | 1441 | 1628 | 1302 | 1105
12599 | Rheem | 610430-22/NPT-79-G | 2012-11-26 | 2030-12-31 | 1214 | 1353 | 1061 | 861
12600 | Rheem | 610430-22/NPT-80-E | 2012-11-26 | 2030-12-31 | 1452 | 1638 | 1312 | 1113
12601 | Rheem | 610430-22/NPT-80-G | 2012-11-26 | 2030-12-31 | 1222 | 1359 | 1068 | 867
12602 | Rheem | 610430-22/NPT-81-E | 2012-11-26 | 2030-12-31 | 1463 | 1648 | 1321 | 1121
12603 | Rheem | 610430-22/NPT-81-G | 2012-11-26 | 2030-12-31 | 1230 | 1365 | 1075 | 873
12604 | Rheem | 610430-22/NPT-82-E | 2012-11-26 | 2030-12-31 | 1475 | 1658 | 1331 | 1129
12605 | Rheem | 610430-22/NPT-82-G | 2012-11-26 | 2030-12-31 | 1238 | 1372 | 1082 | 878
12606 | Rheem | 610430-22/NPT-83-E | 2012-11-26 | 2030-12-31 | 1486 | 1669 | 1341 | 1137
12607 | Rheem | 610430-22/NPT-83-G | 2012-11-26 | 2030-12-31 | 1246 | 1378 | 1088 | 884
12608 | Rheem | 610430-22/NPT-84-E | 2012-11-26 | 2030-12-31 | 1497 | 1679 | 1350 | 1145
12609 | Rheem | 610430-22/NPT-84-G | 2012-11-26 | 2030-12-31 | 1254 | 1384 | 1095 | 890
12610 | Rheem | 610430-22/NPT-85-E | 2012-11-26 | 2030-12-31 | 1508 | 1689 | 1360 | 1153
12611 | Rheem | 610430-22/NPT-85-G | 2012-11-26 | 2030-12-31 | 1262 | 1391 | 1102 | 896
12612 | Rheem | 610430-22/NPT-86-E | 2012-11-26 | 2030-12-31 | 1520 | 1699 | 1370 | 1161
12613 | Rheem | 610430-22/NPT-86-G | 2012-11-26 | 2030-12-31 | 1270 | 1397 | 1109 | 901
12614 | Rheem | 610430-22/NPT-87-E | 2012-11-26 | 2030-12-31 | 1531 | 1710 | 1379 | 1169
12615 | Rheem | 610430-22/NPT-87-G | 2012-11-26 | 2030-12-31 | 1278 | 1403 | 1115 | 907
12616 | Rheem | 610430-22/NPT-88-E | 2012-11-26 | 2030-12-31 | 1542 | 1720 | 1389 | 1177
12617 | Rheem | 610430-22/NPT-88-G | 2012-11-26 | 2030-12-31 | 1286 | 1410 | 1122 | 913
12618 | Rheem | 610430-22/NPT-89-E | 2012-11-26 | 2030-12-31 | 1554 | 1730 | 1399 | 1186
12619 | Rheem | 610430-22/NPT-89-G | 2012-11-26 | 2030-12-31 | 1294 | 1416 | 1129 | 919
12620 | Rheem | 610430-22/NPT-90-E | 2012-11-26 | 2030-12-31 | 1565 | 1740 | 1408 | 1194
12621 | Rheem | 610430-22/NPT-90-G | 2012-11-26 | 2030-12-31 | 1302 | 1422 | 1136 | 924
12622 | Rheem | 610430-22/NPT-91-E | 2012-11-26 | 2030-12-31 | 1576 | 1750 | 1418 | 1202
12623 | Rheem | 610430-22/NPT-91-G | 2012-11-26 | 2030-12-31 | 1310 | 1429 | 1143 | 930
12624 | Rheem | 610430-22/NPT-92-E | 2012-11-26 | 2030-12-31 | 1587 | 1761 | 1427 | 1210
12625 | Rheem | 610430-22/NPT-92-G | 2012-11-26 | 2030-12-31 | 1318 | 1435 | 1149 | 936
12626 | Rheem | 610430-22/NPT-93-E | 2012-11-26 | 2030-12-31 | 1599 | 1771 | 1437 | 1218
12627 | Rheem | 610430-22/NPT-93-G | 2012-11-26 | 2030-12-31 | 1326 | 1441 | 1156 | 941
12628 | Rheem | 610430-22/NPT-94-E | 2012-11-26 | 2030-12-31 | 1610 | 1781 | 1447 | 1226
12629 | Rheem | 610430-22/NPT-94-G | 2012-11-26 | 2030-12-31 | 1334 | 1448 | 1163 | 947
12630 | Rheem | 610430-22/NPT-95-E | 2012-11-26 | 2030-12-31 | 1621 | 1791 | 1456 | 1234
12631 | Rheem | 610430-22/NPT-95-G | 2012-11-26 | 2030-12-31 | 1342 | 1454 | 1170 | 953
12632 | Rheem | 610430-22/NPT-96-E | 2012-11-26 | 2030-12-31 | 1632 | 1802 | 1466 | 1242
12633 | Rheem | 610430-22/NPT-96-G | 2012-11-26 | 2030-12-31 | 1350 | 1460 | 1176 | 959
12634 | Rheem | 610430-22/NPT-97-E | 2012-11-26 | 2030-12-31 | 1644 | 1812 | 1476 | 1250
12635 | Rheem | 610430-22/NPT-97-G | 2012-11-26 | 2030-12-31 | 1358 | 1467 | 1183 | 964
12636 | Rheem | 610430-22/NPT-98-E | 2012-11-26 | 2030-12-31 | 1655 | 1822 | 1485 | 1258
12637 | Rheem | 610430-22/NPT-98-G | 2012-11-26 | 2030-12-31 | 1366 | 1473 | 1190 | 970
12638 | Rheem | 610430-22/NPT-99-E | 2012-11-26 | 2030-12-31 | 1666 | 1832 | 1495 | 1266
12639 | Rheem | 610430-22/NPT-99-G | 2012-11-26 | 2030-12-31 | 1374 | 1479 | 1197 | 976
12640 | Rheem | 610430-23/AP07-100-E | 2014-03-01 | 2030-12-31 | 1680 | 1842 | 1506 | 1275
12641 | Rheem | 610430-23/AP07-100-G | 2014-03-01 | 2030-12-31 | 1382 | 1485 | 1204 | 981
12642 | Rheem | 610430-23/AP07-60-E | 2014-03-01 | 2030-12-31 | 1065 | 1215 | 962 | 809
12643 | Rheem | 610430-23/AP07-60-G | 2014-03-01 | 2030-12-31 | 741 | 815 | 626 | 486
12644 | Rheem | 610430-23/AP07-61-E | 2014-03-01 | 2030-12-31 | 1085 | 1237 | 980 | 824
12645 | Rheem | 610430-23/AP07-61-G | 2014-03-01 | 2030-12-31 | 766 | 843 | 648 | 505
12646 | Rheem | 610430-23/AP07-62-E | 2014-03-01 | 2030-12-31 | 1105 | 1259 | 998 | 840
12647 | Rheem | 610430-23/AP07-62-G | 2014-03-01 | 2030-12-31 | 791 | 872 | 671 | 525
12648 | Rheem | 610430-23/AP07-63-E | 2014-03-01 | 2030-12-31 | 1125 | 1281 | 1016 | 856
12649 | Rheem | 610430-23/AP07-63-G | 2014-03-01 | 2030-12-31 | 816 | 900 | 694 | 545
12650 | Rheem | 610430-23/AP07-64-E | 2014-03-01 | 2030-12-31 | 1145 | 1304 | 1035 | 872
12651 | Rheem | 610430-23/AP07-64-G | 2014-03-01 | 2030-12-31 | 841 | 929 | 717 | 565
12652 | Rheem | 610430-23/AP07-65-E | 2014-03-01 | 2030-12-31 | 1165 | 1326 | 1053 | 888
12653 | Rheem | 610430-23/AP07-65-G | 2014-03-01 | 2030-12-31 | 866 | 957 | 740 | 585
12654 | Rheem | 610430-23/AP07-66-E | 2014-03-01 | 2030-12-31 | 1185 | 1348 | 1071 | 904
12655 | Rheem | 610430-23/AP07-66-G | 2014-03-01 | 2030-12-31 | 891 | 986 | 763 | 605
12656 | Rheem | 610430-23/AP07-67-E | 2014-03-01 | 2030-12-31 | 1206 | 1370 | 1090 | 920
12657 | Rheem | 610430-23/AP07-67-G | 2014-03-01 | 2030-12-31 | 916 | 1014 | 786 | 624
12658 | Rheem | 610430-23/AP07-68-E | 2014-03-01 | 2030-12-31 | 1226 | 1393 | 1108 | 936
12659 | Rheem | 610430-23/AP07-68-G | 2014-03-01 | 2030-12-31 | 941 | 1043 | 809 | 644
12660 | Rheem | 610430-23/AP07-69-E | 2014-03-01 | 2030-12-31 | 1246 | 1415 | 1126 | 952
12661 | Rheem | 610430-23/AP07-69-G | 2014-03-01 | 2030-12-31 | 966 | 1071 | 832 | 664
12662 | Rheem | 610430-23/AP07-70-E | 2014-03-01 | 2030-12-31 | 1266 | 1437 | 1145 | 968
12663 | Rheem | 610430-23/AP07-70-G | 2014-03-01 | 2030-12-31 | 991 | 1100 | 855 | 684
12664 | Rheem | 610430-23/AP07-71-E | 2014-03-01 | 2030-12-31 | 1286 | 1459 | 1163 | 983
12665 | Rheem | 610430-23/AP07-71-G | 2014-03-01 | 2030-12-31 | 1016 | 1128 | 878 | 704
12666 | Rheem | 610430-23/AP07-72-E | 2014-03-01 | 2030-12-31 | 1306 | 1482 | 1181 | 999
12667 | Rheem | 610430-23/AP07-72-G | 2014-03-01 | 2030-12-31 | 1041 | 1157 | 901 | 724
12668 | Rheem | 610430-23/AP07-73-E | 2014-03-01 | 2030-12-31 | 1326 | 1504 | 1199 | 1015
12669 | Rheem | 610430-23/AP07-73-G | 2014-03-01 | 2030-12-31 | 1066 | 1185 | 924 | 744
12670 | Rheem | 610430-23/AP07-74-E | 2014-03-01 | 2030-12-31 | 1347 | 1526 | 1218 | 1031
12671 | Rheem | 610430-23/AP07-74-G | 2014-03-01 | 2030-12-31 | 1091 | 1214 | 947 | 763
12672 | Rheem | 610430-23/AP07-75-E | 2014-03-01 | 2030-12-31 | 1367 | 1548 | 1236 | 1047
12673 | Rheem | 610430-23/AP07-75-G | 2014-03-01 | 2030-12-31 | 1116 | 1242 | 970 | 783
12674 | Rheem | 610430-23/AP07-76-E | 2014-03-01 | 2030-12-31 | 1387 | 1571 | 1254 | 1063
12675 | Rheem | 610430-23/AP07-76-G | 2014-03-01 | 2030-12-31 | 1141 | 1271 | 993 | 803
12676 | Rheem | 610430-23/AP07-77-E | 2014-03-01 | 2030-12-31 | 1407 | 1593 | 1273 | 1079
12677 | Rheem | 610430-23/AP07-77-G | 2014-03-01 | 2030-12-31 | 1166 | 1299 | 1016 | 823
12678 | Rheem | 610430-23/AP07-78-E | 2014-03-01 | 2030-12-31 | 1427 | 1615 | 1291 | 1095
12679 | Rheem | 610430-23/AP07-78-G | 2014-03-01 | 2030-12-31 | 1191 | 1328 | 1039 | 843
12680 | Rheem | 610430-23/AP07-79-E | 2014-03-01 | 2030-12-31 | 1447 | 1637 | 1309 | 1111
12681 | Rheem | 610430-23/AP07-79-G | 2014-03-01 | 2030-12-31 | 1216 | 1356 | 1062 | 863
12682 | Rheem | 610430-23/AP07-80-E | 2014-03-01 | 2030-12-31 | 1468 | 1660 | 1328 | 1127
12683 | Rheem | 610430-23/AP07-80-G | 2014-03-01 | 2030-12-31 | 1241 | 1385 | 1085 | 883
12684 | Rheem | 610430-23/AP07-81-E | 2014-03-01 | 2030-12-31 | 1478 | 1669 | 1336 | 1134
12685 | Rheem | 610430-23/AP07-81-G | 2014-03-01 | 2030-12-31 | 1248 | 1390 | 1090 | 887
12686 | Rheem | 610430-23/AP07-82-E | 2014-03-01 | 2030-12-31 | 1489 | 1678 | 1345 | 1141
12687 | Rheem | 610430-23/AP07-82-G | 2014-03-01 | 2030-12-31 | 1255 | 1395 | 1096 | 892
12688 | Rheem | 610430-23/AP07-83-E | 2014-03-01 | 2030-12-31 | 1499 | 1687 | 1354 | 1149
12689 | Rheem | 610430-23/AP07-83-G | 2014-03-01 | 2030-12-31 | 1262 | 1400 | 1102 | 897
12690 | Rheem | 610430-23/AP07-84-E | 2014-03-01 | 2030-12-31 | 1510 | 1696 | 1363 | 1156
12691 | Rheem | 610430-23/AP07-84-G | 2014-03-01 | 2030-12-31 | 1269 | 1405 | 1108 | 902
12692 | Rheem | 610430-23/AP07-85-E | 2014-03-01 | 2030-12-31 | 1521 | 1705 | 1372 | 1164
12693 | Rheem | 610430-23/AP07-85-G | 2014-03-01 | 2030-12-31 | 1276 | 1410 | 1114 | 907
12694 | Rheem | 610430-23/AP07-86-E | 2014-03-01 | 2030-12-31 | 1531 | 1714 | 1381 | 1171
12695 | Rheem | 610430-23/AP07-86-G | 2014-03-01 | 2030-12-31 | 1283 | 1415 | 1120 | 912
12696 | Rheem | 610430-23/AP07-87-E | 2014-03-01 | 2030-12-31 | 1542 | 1723 | 1390 | 1178
12697 | Rheem | 610430-23/AP07-87-G | 2014-03-01 | 2030-12-31 | 1290 | 1420 | 1126 | 917
12698 | Rheem | 610430-23/AP07-88-E | 2014-03-01 | 2030-12-31 | 1552 | 1732 | 1399 | 1186
12699 | Rheem | 610430-23/AP07-88-G | 2014-03-01 | 2030-12-31 | 1297 | 1425 | 1132 | 922
12700 | Rheem | 610430-23/AP07-89-E | 2014-03-01 | 2030-12-31 | 1563 | 1741 | 1408 | 1193
12701 | Rheem | 610430-23/AP07-89-G | 2014-03-01 | 2030-12-31 | 1304 | 1430 | 1138 | 927
12702 | Rheem | 610430-23/AP07-90-E | 2014-03-01 | 2030-12-31 | 1574 | 1751 | 1417 | 1201
12703 | Rheem | 610430-23/AP07-90-G | 2014-03-01 | 2030-12-31 | 1311 | 1435 | 1144 | 932
12704 | Rheem | 610430-23/AP07-91-E | 2014-03-01 | 2030-12-31 | 1584 | 1760 | 1425 | 1208
12705 | Rheem | 610430-23/AP07-91-G | 2014-03-01 | 2030-12-31 | 1318 | 1440 | 1150 | 936
12706 | Rheem | 610430-23/AP07-92-E | 2014-03-01 | 2030-12-31 | 1595 | 1769 | 1434 | 1215
12707 | Rheem | 610430-23/AP07-92-G | 2014-03-01 | 2030-12-31 | 1325 | 1445 | 1156 | 941
12708 | Rheem | 610430-23/AP07-93-E | 2014-03-01 | 2030-12-31 | 1605 | 1778 | 1443 | 1223
12709 | Rheem | 610430-23/AP07-93-G | 2014-03-01 | 2030-12-31 | 1332 | 1450 | 1162 | 946
12710 | Rheem | 610430-23/AP07-94-E | 2014-03-01 | 2030-12-31 | 1616 | 1787 | 1452 | 1230
12711 | Rheem | 610430-23/AP07-94-G | 2014-03-01 | 2030-12-31 | 1339 | 1455 | 1168 | 951
12712 | Rheem | 610430-23/AP07-95-E | 2014-03-01 | 2030-12-31 | 1627 | 1796 | 1461 | 1238
12713 | Rheem | 610430-23/AP07-95-G | 2014-03-01 | 2030-12-31 | 1346 | 1460 | 1174 | 956
12714 | Rheem | 610430-23/AP07-96-E | 2014-03-01 | 2030-12-31 | 1637 | 1805 | 1470 | 1245
12715 | Rheem | 610430-23/AP07-96-G | 2014-03-01 | 2030-12-31 | 1353 | 1465 | 1180 | 961
12716 | Rheem | 610430-23/AP07-97-E | 2014-03-01 | 2030-12-31 | 1648 | 1814 | 1479 | 1252
12717 | Rheem | 610430-23/AP07-97-G | 2014-03-01 | 2030-12-31 | 1360 | 1470 | 1186 | 966
12718 | Rheem | 610430-23/AP07-98-E | 2014-03-01 | 2030-12-31 | 1658 | 1823 | 1488 | 1260
12719 | Rheem | 610430-23/AP07-98-G | 2014-03-01 | 2030-12-31 | 1367 | 1475 | 1192 | 971
12720 | Rheem | 610430-23/AP07-99-E | 2014-03-01 | 2030-12-31 | 1669 | 1832 | 1497 | 1267
12721 | Rheem | 610430-23/AP07-99-G | 2014-03-01 | 2030-12-31 | 1374 | 1480 | 1198 | 976
12722 | Rheem | 610430-23/L-100-E | 2012-11-26 | 2030-12-31 | 1680 | 1842 | 1506 | 1275
12723 | Rheem | 610430-23/L-100-G | 2012-11-26 | 2030-12-31 | 1382 | 1485 | 1204 | 981
12724 | Rheem | 610430-23/L-60-E | 2012-11-26 | 2030-12-31 | 1065 | 1215 | 962 | 809
12725 | Rheem | 610430-23/L-60-G | 2012-11-26 | 2030-12-31 | 741 | 815 | 626 | 486
12726 | Rheem | 610430-23/L-61-E | 2012-11-26 | 2030-12-31 | 1085 | 1237 | 980 | 824
12727 | Rheem | 610430-23/L-61-G | 2012-11-26 | 2030-12-31 | 766 | 843 | 648 | 505
12728 | Rheem | 610430-23/L-62-E | 2012-11-26 | 2030-12-31 | 1105 | 1259 | 998 | 840
12729 | Rheem | 610430-23/L-62-G | 2012-11-26 | 2030-12-31 | 791 | 872 | 671 | 525
12730 | Rheem | 610430-23/L-63-E | 2012-11-26 | 2030-12-31 | 1125 | 1281 | 1016 | 856
12731 | Rheem | 610430-23/L-63-G | 2012-11-26 | 2030-12-31 | 816 | 900 | 694 | 545
12732 | Rheem | 610430-23/L-64-E | 2012-11-26 | 2030-12-31 | 1145 | 1304 | 1035 | 872
12733 | Rheem | 610430-23/L-64-G | 2012-11-26 | 2030-12-31 | 841 | 929 | 717 | 565
12734 | Rheem | 610430-23/L-65-E | 2012-11-26 | 2030-12-31 | 1165 | 1326 | 1053 | 888
12735 | Rheem | 610430-23/L-65-G | 2012-11-26 | 2030-12-31 | 866 | 957 | 740 | 585
12736 | Rheem | 610430-23/L-66-E | 2012-11-26 | 2030-12-31 | 1185 | 1348 | 1071 | 904
12737 | Rheem | 610430-23/L-66-G | 2012-11-26 | 2030-12-31 | 891 | 986 | 763 | 605
12738 | Rheem | 610430-23/L-67-E | 2012-11-26 | 2030-12-31 | 1206 | 1370 | 1090 | 920
12739 | Rheem | 610430-23/L-67-G | 2012-11-26 | 2030-12-31 | 916 | 1014 | 786 | 624
12740 | Rheem | 610430-23/L-68-E | 2012-11-26 | 2030-12-31 | 1226 | 1393 | 1108 | 936
12741 | Rheem | 610430-23/L-68-G | 2012-11-26 | 2030-12-31 | 941 | 1043 | 809 | 644
12742 | Rheem | 610430-23/L-69-E | 2012-11-26 | 2030-12-31 | 1246 | 1415 | 1126 | 952
12743 | Rheem | 610430-23/L-69-G | 2012-11-26 | 2030-12-31 | 966 | 1071 | 832 | 664
12744 | Rheem | 610430-23/L-70-E | 2012-11-26 | 2030-12-31 | 1266 | 1437 | 1145 | 968
12745 | Rheem | 610430-23/L-70-G | 2012-11-26 | 2030-12-31 | 991 | 1100 | 855 | 684
12746 | Rheem | 610430-23/L-71-E | 2012-11-26 | 2030-12-31 | 1286 | 1459 | 1163 | 983
12747 | Rheem | 610430-23/L-71-G | 2012-11-26 | 2030-12-31 | 1016 | 1128 | 878 | 704
12748 | Rheem | 610430-23/L-72-E | 2012-11-26 | 2030-12-31 | 1306 | 1482 | 1181 | 999
12749 | Rheem | 610430-23/L-72-G | 2012-11-26 | 2030-12-31 | 1041 | 1157 | 901 | 724
12750 | Rheem | 610430-23/L-73-E | 2012-11-26 | 2030-12-31 | 1326 | 1504 | 1199 | 1015
12751 | Rheem | 610430-23/L-73-G | 2012-11-26 | 2030-12-31 | 1066 | 1185 | 924 | 744
12752 | Rheem | 610430-23/L-74-E | 2012-11-26 | 2030-12-31 | 1347 | 1526 | 1218 | 1031
12753 | Rheem | 610430-23/L-74-G | 2012-11-26 | 2030-12-31 | 1091 | 1214 | 947 | 763
12754 | Rheem | 610430-23/L-75-E | 2012-11-26 | 2030-12-31 | 1367 | 1548 | 1236 | 1047
12755 | Rheem | 610430-23/L-75-G | 2012-11-26 | 2030-12-31 | 1116 | 1242 | 970 | 783
12756 | Rheem | 610430-23/L-76-E | 2012-11-26 | 2030-12-31 | 1387 | 1571 | 1254 | 1063
12757 | Rheem | 610430-23/L-76-G | 2012-11-26 | 2030-12-31 | 1141 | 1271 | 993 | 803
12758 | Rheem | 610430-23/L-77-E | 2012-11-26 | 2030-12-31 | 1407 | 1593 | 1273 | 1079
12759 | Rheem | 610430-23/L-77-G | 2012-11-26 | 2030-12-31 | 1166 | 1299 | 1016 | 823
12760 | Rheem | 610430-23/L-78-E | 2012-11-26 | 2030-12-31 | 1427 | 1615 | 1291 | 1095
12761 | Rheem | 610430-23/L-78-G | 2012-11-26 | 2030-12-31 | 1191 | 1328 | 1039 | 843
12762 | Rheem | 610430-23/L-79-E | 2012-11-26 | 2030-12-31 | 1447 | 1637 | 1309 | 1111
12763 | Rheem | 610430-23/L-79-G | 2012-11-26 | 2030-12-31 | 1216 | 1356 | 1062 | 863
12764 | Rheem | 610430-23/L-80-E | 2012-11-26 | 2030-12-31 | 1468 | 1660 | 1328 | 1127
12765 | Rheem | 610430-23/L-80-G | 2012-11-26 | 2030-12-31 | 1241 | 1385 | 1085 | 883
12766 | Rheem | 610430-23/L-81-E | 2012-11-26 | 2030-12-31 | 1478 | 1669 | 1336 | 1134
12767 | Rheem | 610430-23/L-81-G | 2012-11-26 | 2030-12-31 | 1248 | 1390 | 1090 | 887
12768 | Rheem | 610430-23/L-82-E | 2012-11-26 | 2030-12-31 | 1489 | 1678 | 1345 | 1141
12769 | Rheem | 610430-23/L-82-G | 2012-11-26 | 2030-12-31 | 1255 | 1395 | 1096 | 892
12770 | Rheem | 610430-23/L-83-E | 2012-11-26 | 2030-12-31 | 1499 | 1687 | 1354 | 1149
12771 | Rheem | 610430-23/L-83-G | 2012-11-26 | 2030-12-31 | 1262 | 1400 | 1102 | 897
12772 | Rheem | 610430-23/L-84-E | 2012-11-26 | 2030-12-31 | 1510 | 1696 | 1363 | 1156
12773 | Rheem | 610430-23/L-84-G | 2012-11-26 | 2030-12-31 | 1269 | 1405 | 1108 | 902
12774 | Rheem | 610430-23/L-85-E | 2012-11-26 | 2030-12-31 | 1521 | 1705 | 1372 | 1164
12775 | Rheem | 610430-23/L-85-G | 2012-11-26 | 2030-12-31 | 1276 | 1410 | 1114 | 907
12776 | Rheem | 610430-23/L-86-E | 2012-11-26 | 2030-12-31 | 1531 | 1714 | 1381 | 1171
12777 | Rheem | 610430-23/L-86-G | 2012-11-26 | 2030-12-31 | 1283 | 1415 | 1120 | 912
12778 | Rheem | 610430-23/L-87-E | 2012-11-26 | 2030-12-31 | 1542 | 1723 | 1390 | 1178
12779 | Rheem | 610430-23/L-87-G | 2012-11-26 | 2030-12-31 | 1290 | 1420 | 1126 | 917
12780 | Rheem | 610430-23/L-88-E | 2012-11-26 | 2030-12-31 | 1552 | 1732 | 1399 | 1186
12781 | Rheem | 610430-23/L-88-G | 2012-11-26 | 2030-12-31 | 1297 | 1425 | 1132 | 922
12782 | Rheem | 610430-23/L-89-E | 2012-11-26 | 2030-12-31 | 1563 | 1741 | 1408 | 1193
12783 | Rheem | 610430-23/L-89-G | 2012-11-26 | 2030-12-31 | 1304 | 1430 | 1138 | 927
12784 | Rheem | 610430-23/L-90-E | 2012-11-26 | 2030-12-31 | 1574 | 1751 | 1417 | 1201
12785 | Rheem | 610430-23/L-90-G | 2012-11-26 | 2030-12-31 | 1311 | 1435 | 1144 | 932
12786 | Rheem | 610430-23/L-91-E | 2012-11-26 | 2030-12-31 | 1584 | 1760 | 1425 | 1208
12787 | Rheem | 610430-23/L-91-G | 2012-11-26 | 2030-12-31 | 1318 | 1440 | 1150 | 936
12788 | Rheem | 610430-23/L-92-E | 2012-11-26 | 2030-12-31 | 1595 | 1769 | 1434 | 1215
12789 | Rheem | 610430-23/L-92-G | 2012-11-26 | 2030-12-31 | 1325 | 1445 | 1156 | 941
12790 | Rheem | 610430-23/L-93-E | 2012-11-26 | 2030-12-31 | 1605 | 1778 | 1443 | 1223
12791 | Rheem | 610430-23/L-93-G | 2012-11-26 | 2030-12-31 | 1332 | 1450 | 1162 | 946
12792 | Rheem | 610430-23/L-94-E | 2012-11-26 | 2030-12-31 | 1616 | 1787 | 1452 | 1230
12793 | Rheem | 610430-23/L-94-G | 2012-11-26 | 2030-12-31 | 1339 | 1455 | 1168 | 951
12794 | Rheem | 610430-23/L-95-E | 2012-11-26 | 2030-12-31 | 1627 | 1796 | 1461 | 1238
12795 | Rheem | 610430-23/L-95-G | 2012-11-26 | 2030-12-31 | 1346 | 1460 | 1174 | 956
12796 | Rheem | 610430-23/L-96-E | 2012-11-26 | 2030-12-31 | 1637 | 1805 | 1470 | 1245
12797 | Rheem | 610430-23/L-96-G | 2012-11-26 | 2030-12-31 | 1353 | 1465 | 1180 | 961
12798 | Rheem | 610430-23/L-97-E | 2012-11-26 | 2030-12-31 | 1648 | 1814 | 1479 | 1252
12799 | Rheem | 610430-23/L-97-G | 2012-11-26 | 2030-12-31 | 1360 | 1470 | 1186 | 966
12800 | Rheem | 610430-23/L-98-E | 2012-11-26 | 2030-12-31 | 1658 | 1823 | 1488 | 1260
12801 | Rheem | 610430-23/L-98-G | 2012-11-26 | 2030-12-31 | 1367 | 1475 | 1192 | 971
12802 | Rheem | 610430-23/L-99-E | 2012-11-26 | 2030-12-31 | 1669 | 1832 | 1497 | 1267
12803 | Rheem | 610430-23/L-99-G | 2012-11-26 | 2030-12-31 | 1374 | 1480 | 1198 | 976
12804 | Rheem | 610430-23/NPT-100-E | 2012-11-26 | 2030-12-31 | 1680 | 1842 | 1506 | 1275
12805 | Rheem | 610430-23/NPT-100-G | 2012-11-26 | 2030-12-31 | 1382 | 1485 | 1204 | 981
12806 | Rheem | 610430-23/NPT-60-E | 2012-11-26 | 2030-12-31 | 1065 | 1215 | 962 | 809
12807 | Rheem | 610430-23/NPT-60-G | 2012-11-26 | 2030-12-31 | 741 | 815 | 626 | 486
12808 | Rheem | 610430-23/NPT-61-E | 2012-11-26 | 2030-12-31 | 1085 | 1237 | 980 | 824
12809 | Rheem | 610430-23/NPT-61-G | 2012-11-26 | 2030-12-31 | 766 | 843 | 648 | 505
12810 | Rheem | 610430-23/NPT-62-E | 2012-11-26 | 2030-12-31 | 1105 | 1259 | 998 | 840
12811 | Rheem | 610430-23/NPT-62-G | 2012-11-26 | 2030-12-31 | 791 | 872 | 671 | 525
12812 | Rheem | 610430-23/NPT-63-E | 2012-11-26 | 2030-12-31 | 1125 | 1281 | 1016 | 856
12813 | Rheem | 610430-23/NPT-63-G | 2012-11-26 | 2030-12-31 | 816 | 900 | 694 | 545
12814 | Rheem | 610430-23/NPT-64-E | 2012-11-26 | 2030-12-31 | 1145 | 1304 | 1035 | 872
12815 | Rheem | 610430-23/NPT-64-G | 2012-11-26 | 2030-12-31 | 841 | 929 | 717 | 565
12816 | Rheem | 610430-23/NPT-65-E | 2012-11-26 | 2030-12-31 | 1165 | 1326 | 1053 | 888
12817 | Rheem | 610430-23/NPT-65-G | 2012-11-26 | 2030-12-31 | 866 | 957 | 740 | 585
12818 | Rheem | 610430-23/NPT-66-E | 2012-11-26 | 2030-12-31 | 1185 | 1348 | 1071 | 904
12819 | Rheem | 610430-23/NPT-66-G | 2012-11-26 | 2030-12-31 | 891 | 986 | 763 | 605
12820 | Rheem | 610430-23/NPT-67-E | 2012-11-26 | 2030-12-31 | 1206 | 1370 | 1090 | 920
12821 | Rheem | 610430-23/NPT-67-G | 2012-11-26 | 2030-12-31 | 916 | 1014 | 786 | 624
12822 | Rheem | 610430-23/NPT-68-E | 2012-11-26 | 2030-12-31 | 1226 | 1393 | 1108 | 936
12823 | Rheem | 610430-23/NPT-68-G | 2012-11-26 | 2030-12-31 | 941 | 1043 | 809 | 644
12824 | Rheem | 610430-23/NPT-69-E | 2012-11-26 | 2030-12-31 | 1246 | 1415 | 1126 | 952
12825 | Rheem | 610430-23/NPT-69-G | 2012-11-26 | 2030-12-31 | 966 | 1071 | 832 | 664
12826 | Rheem | 610430-23/NPT-70-E | 2012-11-26 | 2030-12-31 | 1266 | 1437 | 1145 | 968
12827 | Rheem | 610430-23/NPT-70-G | 2012-11-26 | 2030-12-31 | 991 | 1100 | 855 | 684
12828 | Rheem | 610430-23/NPT-71-E | 2012-11-26 | 2030-12-31 | 1286 | 1459 | 1163 | 983
12829 | Rheem | 610430-23/NPT-71-G | 2012-11-26 | 2030-12-31 | 1016 | 1128 | 878 | 704
12830 | Rheem | 610430-23/NPT-72-E | 2012-11-26 | 2030-12-31 | 1306 | 1482 | 1181 | 999
12831 | Rheem | 610430-23/NPT-72-G | 2012-11-26 | 2030-12-31 | 1041 | 1157 | 901 | 724
12832 | Rheem | 610430-23/NPT-73-E | 2012-11-26 | 2030-12-31 | 1326 | 1504 | 1199 | 1015
12833 | Rheem | 610430-23/NPT-73-G | 2012-11-26 | 2030-12-31 | 1066 | 1185 | 924 | 744
12834 | Rheem | 610430-23/NPT-74-E | 2012-11-26 | 2030-12-31 | 1347 | 1526 | 1218 | 1031
12835 | Rheem | 610430-23/NPT-74-G | 2012-11-26 | 2030-12-31 | 1091 | 1214 | 947 | 763
12836 | Rheem | 610430-23/NPT-75-E | 2012-11-26 | 2030-12-31 | 1367 | 1548 | 1236 | 1047
12837 | Rheem | 610430-23/NPT-75-G | 2012-11-26 | 2030-12-31 | 1116 | 1242 | 970 | 783
12838 | Rheem | 610430-23/NPT-76-E | 2012-11-26 | 2030-12-31 | 1387 | 1571 | 1254 | 1063
12839 | Rheem | 610430-23/NPT-76-G | 2012-11-26 | 2030-12-31 | 1141 | 1271 | 993 | 803
12840 | Rheem | 610430-23/NPT-77-E | 2012-11-26 | 2030-12-31 | 1407 | 1593 | 1273 | 1079
12841 | Rheem | 610430-23/NPT-77-G | 2012-11-26 | 2030-12-31 | 1166 | 1299 | 1016 | 823
12842 | Rheem | 610430-23/NPT-78-E | 2012-11-26 | 2030-12-31 | 1427 | 1615 | 1291 | 1095
12843 | Rheem | 610430-23/NPT-78-G | 2012-11-26 | 2030-12-31 | 1191 | 1328 | 1039 | 843
12844 | Rheem | 610430-23/NPT-79-E | 2012-11-26 | 2030-12-31 | 1447 | 1637 | 1309 | 1111
12845 | Rheem | 610430-23/NPT-79-G | 2012-11-26 | 2030-12-31 | 1216 | 1356 | 1062 | 863
12846 | Rheem | 610430-23/NPT-80-E | 2012-11-26 | 2030-12-31 | 1468 | 1660 | 1328 | 1127
12847 | Rheem | 610430-23/NPT-80-G | 2012-11-26 | 2030-12-31 | 1241 | 1385 | 1085 | 883
12848 | Rheem | 610430-23/NPT-81-E | 2012-11-26 | 2030-12-31 | 1478 | 1669 | 1336 | 1134
12849 | Rheem | 610430-23/NPT-81-G | 2012-11-26 | 2030-12-31 | 1248 | 1390 | 1090 | 887
12850 | Rheem | 610430-23/NPT-82-E | 2012-11-26 | 2030-12-31 | 1489 | 1678 | 1345 | 1141
12851 | Rheem | 610430-23/NPT-82-G | 2012-11-26 | 2030-12-31 | 1255 | 1395 | 1096 | 892
12852 | Rheem | 610430-23/NPT-83-E | 2012-11-26 | 2030-12-31 | 1499 | 1687 | 1354 | 1149
12853 | Rheem | 610430-23/NPT-83-G | 2012-11-26 | 2030-12-31 | 1262 | 1400 | 1102 | 897
12854 | Rheem | 610430-23/NPT-84-E | 2012-11-26 | 2030-12-31 | 1510 | 1696 | 1363 | 1156
12855 | Rheem | 610430-23/NPT-84-G | 2012-11-26 | 2030-12-31 | 1269 | 1405 | 1108 | 902
12856 | Rheem | 610430-23/NPT-85-E | 2012-11-26 | 2030-12-31 | 1521 | 1705 | 1372 | 1164
12857 | Rheem | 610430-23/NPT-85-G | 2012-11-26 | 2030-12-31 | 1276 | 1410 | 1114 | 907
12858 | Rheem | 610430-23/NPT-86-E | 2012-11-26 | 2030-12-31 | 1531 | 1714 | 1381 | 1171
12859 | Rheem | 610430-23/NPT-86-G | 2012-11-26 | 2030-12-31 | 1283 | 1415 | 1120 | 912
12860 | Rheem | 610430-23/NPT-87-E | 2012-11-26 | 2030-12-31 | 1542 | 1723 | 1390 | 1178
12861 | Rheem | 610430-23/NPT-87-G | 2012-11-26 | 2030-12-31 | 1290 | 1420 | 1126 | 917
12862 | Rheem | 610430-23/NPT-88-E | 2012-11-26 | 2030-12-31 | 1552 | 1732 | 1399 | 1186
12863 | Rheem | 610430-23/NPT-88-G | 2012-11-26 | 2030-12-31 | 1297 | 1425 | 1132 | 922
12864 | Rheem | 610430-23/NPT-89-E | 2012-11-26 | 2030-12-31 | 1563 | 1741 | 1408 | 1193
12865 | Rheem | 610430-23/NPT-89-G | 2012-11-26 | 2030-12-31 | 1304 | 1430 | 1138 | 927
12866 | Rheem | 610430-23/NPT-90-E | 2012-11-26 | 2030-12-31 | 1574 | 1751 | 1417 | 1201
12867 | Rheem | 610430-23/NPT-90-G | 2012-11-26 | 2030-12-31 | 1311 | 1435 | 1144 | 932
12868 | Rheem | 610430-23/NPT-91-E | 2012-11-26 | 2030-12-31 | 1584 | 1760 | 1425 | 1208
12869 | Rheem | 610430-23/NPT-91-G | 2012-11-26 | 2030-12-31 | 1318 | 1440 | 1150 | 936
12870 | Rheem | 610430-23/NPT-92-E | 2012-11-26 | 2030-12-31 | 1595 | 1769 | 1434 | 1215
12871 | Rheem | 610430-23/NPT-92-G | 2012-11-26 | 2030-12-31 | 1325 | 1445 | 1156 | 941
12872 | Rheem | 610430-23/NPT-93-E | 2012-11-26 | 2030-12-31 | 1605 | 1778 | 1443 | 1223
12873 | Rheem | 610430-23/NPT-93-G | 2012-11-26 | 2030-12-31 | 1332 | 1450 | 1162 | 946
12874 | Rheem | 610430-23/NPT-94-E | 2012-11-26 | 2030-12-31 | 1616 | 1787 | 1452 | 1230
12875 | Rheem | 610430-23/NPT-94-G | 2012-11-26 | 2030-12-31 | 1339 | 1455 | 1168 | 951
12876 | Rheem | 610430-23/NPT-95-E | 2012-11-26 | 2030-12-31 | 1627 | 1796 | 1461 | 1238
12877 | Rheem | 610430-23/NPT-95-G | 2012-11-26 | 2030-12-31 | 1346 | 1460 | 1174 | 956
12878 | Rheem | 610430-23/NPT-96-E | 2012-11-26 | 2030-12-31 | 1637 | 1805 | 1470 | 1245
12879 | Rheem | 610430-23/NPT-96-G | 2012-11-26 | 2030-12-31 | 1353 | 1465 | 1180 | 961
12880 | Rheem | 610430-23/NPT-97-E | 2012-11-26 | 2030-12-31 | 1648 | 1814 | 1479 | 1252
12881 | Rheem | 610430-23/NPT-97-G | 2012-11-26 | 2030-12-31 | 1360 | 1470 | 1186 | 966
12882 | Rheem | 610430-23/NPT-98-E | 2012-11-26 | 2030-12-31 | 1658 | 1823 | 1488 | 1260
12883 | Rheem | 610430-23/NPT-98-G | 2012-11-26 | 2030-12-31 | 1367 | 1475 | 1192 | 971
12884 | Rheem | 610430-23/NPT-99-E | 2012-11-26 | 2030-12-31 | 1669 | 1832 | 1497 | 1267
12885 | Rheem | 610430-23/NPT-99-G | 2012-11-26 | 2030-12-31 | 1374 | 1480 | 1198 | 976
12886 | Rheem | 610430-24/AP07-100-E | 2014-03-01 | 2030-12-31 | 1670 | 1831 | 1498 | 1267
12887 | Rheem | 610430-24/AP07-100-G | 2014-03-01 | 2030-12-31 | 1421 | 1536 | 1240 | 1013
12888 | Rheem | 610430-24/AP07-101-E | 2014-03-01 | 2030-12-31 | 1679 | 1838 | 1505 | 1273
12889 | Rheem | 610430-24/AP07-101-G | 2014-03-01 | 2030-12-31 | 1428 | 1541 | 1247 | 1018
12890 | Rheem | 610430-24/AP07-102-E | 2014-03-01 | 2030-12-31 | 1687 | 1844 | 1512 | 1279
12891 | Rheem | 610430-24/AP07-102-G | 2014-03-01 | 2030-12-31 | 1436 | 1547 | 1253 | 1024
12892 | Rheem | 610430-24/AP07-103-E | 2014-03-01 | 2030-12-31 | 1696 | 1850 | 1519 | 1285
12893 | Rheem | 610430-24/AP07-103-G | 2014-03-01 | 2030-12-31 | 1443 | 1552 | 1260 | 1029
12894 | Rheem | 610430-24/AP07-104-E | 2014-03-01 | 2030-12-31 | 1704 | 1856 | 1526 | 1291
12895 | Rheem | 610430-24/AP07-104-G | 2014-03-01 | 2030-12-31 | 1451 | 1558 | 1266 | 1035
12896 | Rheem | 610430-24/AP07-105-E | 2014-03-01 | 2030-12-31 | 1713 | 1863 | 1533 | 1297
12897 | Rheem | 610430-24/AP07-105-G | 2014-03-01 | 2030-12-31 | 1459 | 1564 | 1273 | 1041
12898 | Rheem | 610430-24/AP07-60-E | 2014-03-01 | 2030-12-31 | 1061 | 1212 | 959 | 806
12899 | Rheem | 610430-24/AP07-60-G | 2014-03-01 | 2030-12-31 | 737 | 811 | 622 | 483
12900 | Rheem | 610430-24/AP07-61-E | 2014-03-01 | 2030-12-31 | 1081 | 1234 | 977 | 821
12901 | Rheem | 610430-24/AP07-61-G | 2014-03-01 | 2030-12-31 | 761 | 838 | 644 | 501
12902 | Rheem | 610430-24/AP07-62-E | 2014-03-01 | 2030-12-31 | 1101 | 1256 | 995 | 837
12903 | Rheem | 610430-24/AP07-62-G | 2014-03-01 | 2030-12-31 | 785 | 865 | 666 | 520
12904 | Rheem | 610430-24/AP07-63-E | 2014-03-01 | 2030-12-31 | 1121 | 1279 | 1013 | 853
12905 | Rheem | 610430-24/AP07-63-G | 2014-03-01 | 2030-12-31 | 809 | 893 | 688 | 539
12906 | Rheem | 610430-24/AP07-64-E | 2014-03-01 | 2030-12-31 | 1142 | 1301 | 1032 | 868
12907 | Rheem | 610430-24/AP07-64-G | 2014-03-01 | 2030-12-31 | 833 | 920 | 710 | 558
12908 | Rheem | 610430-24/AP07-65-E | 2014-03-01 | 2030-12-31 | 1162 | 1323 | 1050 | 884
12909 | Rheem | 610430-24/AP07-65-G | 2014-03-01 | 2030-12-31 | 857 | 948 | 732 | 577
12910 | Rheem | 610430-24/AP07-66-E | 2014-03-01 | 2030-12-31 | 1182 | 1346 | 1068 | 900
12911 | Rheem | 610430-24/AP07-66-G | 2014-03-01 | 2030-12-31 | 881 | 975 | 754 | 596
12912 | Rheem | 610430-24/AP07-67-E | 2014-03-01 | 2030-12-31 | 1202 | 1368 | 1086 | 916
12913 | Rheem | 610430-24/AP07-67-G | 2014-03-01 | 2030-12-31 | 905 | 1003 | 776 | 615
12914 | Rheem | 610430-24/AP07-68-E | 2014-03-01 | 2030-12-31 | 1223 | 1390 | 1105 | 931
12915 | Rheem | 610430-24/AP07-68-G | 2014-03-01 | 2030-12-31 | 930 | 1030 | 798 | 634
12916 | Rheem | 610430-24/AP07-69-E | 2014-03-01 | 2030-12-31 | 1243 | 1413 | 1123 | 947
12917 | Rheem | 610430-24/AP07-69-G | 2014-03-01 | 2030-12-31 | 954 | 1057 | 820 | 653
12918 | Rheem | 610430-24/AP07-70-E | 2014-03-01 | 2030-12-31 | 1263 | 1435 | 1141 | 963
12919 | Rheem | 610430-24/AP07-70-G | 2014-03-01 | 2030-12-31 | 978 | 1085 | 842 | 672
12920 | Rheem | 610430-24/AP07-71-E | 2014-03-01 | 2030-12-31 | 1283 | 1457 | 1159 | 979
12921 | Rheem | 610430-24/AP07-71-G | 2014-03-01 | 2030-12-31 | 1002 | 1112 | 864 | 691
12922 | Rheem | 610430-24/AP07-72-E | 2014-03-01 | 2030-12-31 | 1304 | 1480 | 1178 | 994
12923 | Rheem | 610430-24/AP07-72-G | 2014-03-01 | 2030-12-31 | 1026 | 1140 | 887 | 709
12924 | Rheem | 610430-24/AP07-73-E | 2014-03-01 | 2030-12-31 | 1324 | 1502 | 1196 | 1010
12925 | Rheem | 610430-24/AP07-73-G | 2014-03-01 | 2030-12-31 | 1050 | 1167 | 909 | 728
12926 | Rheem | 610430-24/AP07-74-E | 2014-03-01 | 2030-12-31 | 1344 | 1524 | 1214 | 1026
12927 | Rheem | 610430-24/AP07-74-G | 2014-03-01 | 2030-12-31 | 1074 | 1195 | 931 | 747
12928 | Rheem | 610430-24/AP07-75-E | 2014-03-01 | 2030-12-31 | 1364 | 1547 | 1232 | 1042
12929 | Rheem | 610430-24/AP07-75-G | 2014-03-01 | 2030-12-31 | 1098 | 1222 | 953 | 766
12930 | Rheem | 610430-24/AP07-76-E | 2014-03-01 | 2030-12-31 | 1385 | 1569 | 1251 | 1057
12931 | Rheem | 610430-24/AP07-76-G | 2014-03-01 | 2030-12-31 | 1123 | 1249 | 975 | 785
12932 | Rheem | 610430-24/AP07-77-E | 2014-03-01 | 2030-12-31 | 1405 | 1591 | 1269 | 1073
12933 | Rheem | 610430-24/AP07-77-G | 2014-03-01 | 2030-12-31 | 1147 | 1277 | 997 | 804
12934 | Rheem | 610430-24/AP07-78-E | 2014-03-01 | 2030-12-31 | 1425 | 1614 | 1287 | 1089
12935 | Rheem | 610430-24/AP07-78-G | 2014-03-01 | 2030-12-31 | 1171 | 1304 | 1019 | 823
12936 | Rheem | 610430-24/AP07-79-E | 2014-03-01 | 2030-12-31 | 1445 | 1636 | 1305 | 1105
12937 | Rheem | 610430-24/AP07-79-G | 2014-03-01 | 2030-12-31 | 1195 | 1332 | 1041 | 842
12938 | Rheem | 610430-24/AP07-80-E | 2014-03-01 | 2030-12-31 | 1466 | 1658 | 1324 | 1120
12939 | Rheem | 610430-24/AP07-80-G | 2014-03-01 | 2030-12-31 | 1219 | 1359 | 1063 | 861
12940 | Rheem | 610430-24/AP07-81-E | 2014-03-01 | 2030-12-31 | 1486 | 1681 | 1342 | 1136
12941 | Rheem | 610430-24/AP07-81-G | 2014-03-01 | 2030-12-31 | 1243 | 1387 | 1085 | 880
12942 | Rheem | 610430-24/AP07-82-E | 2014-03-01 | 2030-12-31 | 1506 | 1703 | 1360 | 1152
12943 | Rheem | 610430-24/AP07-82-G | 2014-03-01 | 2030-12-31 | 1267 | 1414 | 1107 | 899
12944 | Rheem | 610430-24/AP07-83-E | 2014-03-01 | 2030-12-31 | 1527 | 1726 | 1379 | 1168
12945 | Rheem | 610430-24/AP07-83-G | 2014-03-01 | 2030-12-31 | 1292 | 1442 | 1130 | 918
12946 | Rheem | 610430-24/AP07-84-E | 2014-03-01 | 2030-12-31 | 1535 | 1732 | 1386 | 1173
12947 | Rheem | 610430-24/AP07-84-G | 2014-03-01 | 2030-12-31 | 1299 | 1447 | 1136 | 923
12948 | Rheem | 610430-24/AP07-85-E | 2014-03-01 | 2030-12-31 | 1543 | 1738 | 1393 | 1179
12949 | Rheem | 610430-24/AP07-85-G | 2014-03-01 | 2030-12-31 | 1307 | 1453 | 1143 | 929
12950 | Rheem | 610430-24/AP07-86-E | 2014-03-01 | 2030-12-31 | 1552 | 1744 | 1400 | 1185
12951 | Rheem | 610430-24/AP07-86-G | 2014-03-01 | 2030-12-31 | 1314 | 1458 | 1149 | 934
12952 | Rheem | 610430-24/AP07-87-E | 2014-03-01 | 2030-12-31 | 1560 | 1750 | 1407 | 1191
12953 | Rheem | 610430-24/AP07-87-G | 2014-03-01 | 2030-12-31 | 1322 | 1464 | 1156 | 940
12954 | Rheem | 610430-24/AP07-88-E | 2014-03-01 | 2030-12-31 | 1569 | 1757 | 1414 | 1197
12955 | Rheem | 610430-24/AP07-88-G | 2014-03-01 | 2030-12-31 | 1329 | 1469 | 1162 | 945
12956 | Rheem | 610430-24/AP07-89-E | 2014-03-01 | 2030-12-31 | 1577 | 1763 | 1421 | 1203
12957 | Rheem | 610430-24/AP07-89-G | 2014-03-01 | 2030-12-31 | 1337 | 1475 | 1169 | 951
12958 | Rheem | 610430-24/AP07-90-E | 2014-03-01 | 2030-12-31 | 1586 | 1769 | 1428 | 1209
12959 | Rheem | 610430-24/AP07-90-G | 2014-03-01 | 2030-12-31 | 1345 | 1480 | 1175 | 957
12960 | Rheem | 610430-24/AP07-91-E | 2014-03-01 | 2030-12-31 | 1594 | 1775 | 1435 | 1214
12961 | Rheem | 610430-24/AP07-91-G | 2014-03-01 | 2030-12-31 | 1352 | 1486 | 1182 | 962
12962 | Rheem | 610430-24/AP07-92-E | 2014-03-01 | 2030-12-31 | 1603 | 1782 | 1442 | 1220
12963 | Rheem | 610430-24/AP07-92-G | 2014-03-01 | 2030-12-31 | 1360 | 1491 | 1188 | 968
12964 | Rheem | 610430-24/AP07-93-E | 2014-03-01 | 2030-12-31 | 1611 | 1788 | 1449 | 1226
12965 | Rheem | 610430-24/AP07-93-G | 2014-03-01 | 2030-12-31 | 1367 | 1497 | 1195 | 973
12966 | Rheem | 610430-24/AP07-94-E | 2014-03-01 | 2030-12-31 | 1620 | 1794 | 1456 | 1232
12967 | Rheem | 610430-24/AP07-94-G | 2014-03-01 | 2030-12-31 | 1375 | 1503 | 1201 | 979
12968 | Rheem | 610430-24/AP07-95-E | 2014-03-01 | 2030-12-31 | 1628 | 1800 | 1463 | 1238
12969 | Rheem | 610430-24/AP07-95-G | 2014-03-01 | 2030-12-31 | 1383 | 1508 | 1208 | 985
12970 | Rheem | 610430-24/AP07-96-E | 2014-03-01 | 2030-12-31 | 1636 | 1806 | 1470 | 1244
12971 | Rheem | 610430-24/AP07-96-G | 2014-03-01 | 2030-12-31 | 1390 | 1514 | 1214 | 990
12972 | Rheem | 610430-24/AP07-97-E | 2014-03-01 | 2030-12-31 | 1645 | 1813 | 1477 | 1250
12973 | Rheem | 610430-24/AP07-97-G | 2014-03-01 | 2030-12-31 | 1398 | 1519 | 1221 | 996
12974 | Rheem | 610430-24/AP07-98-E | 2014-03-01 | 2030-12-31 | 1653 | 1819 | 1484 | 1255
12975 | Rheem | 610430-24/AP07-98-G | 2014-03-01 | 2030-12-31 | 1405 | 1525 | 1227 | 1001
12976 | Rheem | 610430-24/AP07-99-E | 2014-03-01 | 2030-12-31 | 1662 | 1825 | 1491 | 1261
12977 | Rheem | 610430-24/AP07-99-G | 2014-03-01 | 2030-12-31 | 1413 | 1530 | 1234 | 1007
12978 | Rheem | 610430-24/L-100-E | 2012-11-26 | 2030-12-31 | 1670 | 1831 | 1498 | 1267
12979 | Rheem | 610430-24/L-100-G | 2012-11-26 | 2030-12-31 | 1421 | 1536 | 1240 | 1013
12980 | Rheem | 610430-24/L-101-E | 2012-11-26 | 2030-12-31 | 1679 | 1838 | 1505 | 1273
12981 | Rheem | 610430-24/L-101-G | 2012-11-26 | 2030-12-31 | 1428 | 1541 | 1247 | 1018
12982 | Rheem | 610430-24/L-102-E | 2012-11-26 | 2030-12-31 | 1687 | 1844 | 1512 | 1279
12983 | Rheem | 610430-24/L-102-G | 2012-11-26 | 2030-12-31 | 1436 | 1547 | 1253 | 1024
12984 | Rheem | 610430-24/L-103-E | 2012-11-26 | 2030-12-31 | 1696 | 1850 | 1519 | 1285
12985 | Rheem | 610430-24/L-103-G | 2012-11-26 | 2030-12-31 | 1443 | 1552 | 1260 | 1029
12986 | Rheem | 610430-24/L-104-E | 2012-11-26 | 2030-12-31 | 1704 | 1856 | 1526 | 1291
12987 | Rheem | 610430-24/L-104-G | 2012-11-26 | 2030-12-31 | 1451 | 1558 | 1266 | 1035
12988 | Rheem | 610430-24/L-105-E | 2012-11-26 | 2030-12-31 | 1713 | 1863 | 1533 | 1297
12989 | Rheem | 610430-24/L-105-G | 2012-11-26 | 2030-12-31 | 1459 | 1564 | 1273 | 1041
12990 | Rheem | 610430-24/L-60-E | 2012-11-26 | 2030-12-31 | 1061 | 1212 | 959 | 806
12991 | Rheem | 610430-24/L-60-G | 2012-11-26 | 2030-12-31 | 737 | 811 | 622 | 483
12992 | Rheem | 610430-24/L-61-E | 2012-11-26 | 2030-12-31 | 1081 | 1234 | 977 | 821
12993 | Rheem | 610430-24/L-61-G | 2012-11-26 | 2030-12-31 | 761 | 838 | 644 | 501
12994 | Rheem | 610430-24/L-62-E | 2012-11-26 | 2030-12-31 | 1101 | 1256 | 995 | 837
12995 | Rheem | 610430-24/L-62-G | 2012-11-26 | 2030-12-31 | 785 | 865 | 666 | 520
12996 | Rheem | 610430-24/L-63-E | 2012-11-26 | 2030-12-31 | 1121 | 1279 | 1013 | 853
12997 | Rheem | 610430-24/L-63-G | 2012-11-26 | 2030-12-31 | 809 | 893 | 688 | 539
12998 | Rheem | 610430-24/L-64-E | 2012-11-26 | 2030-12-31 | 1142 | 1301 | 1032 | 868
12999 | Rheem | 610430-24/L-64-G | 2012-11-26 | 2030-12-31 | 833 | 920 | 710 | 558
13000 | Rheem | 610430-24/L-65-E | 2012-11-26 | 2030-12-31 | 1162 | 1323 | 1050 | 884
13001 | Rheem | 610430-24/L-65-G | 2012-11-26 | 2030-12-31 | 857 | 948 | 732 | 577
13002 | Rheem | 610430-24/L-66-E | 2012-11-26 | 2030-12-31 | 1182 | 1346 | 1068 | 900
13003 | Rheem | 610430-24/L-66-G | 2012-11-26 | 2030-12-31 | 881 | 975 | 754 | 596
13004 | Rheem | 610430-24/L-67-E | 2012-11-26 | 2030-12-31 | 1202 | 1368 | 1086 | 916
13005 | Rheem | 610430-24/L-67-G | 2012-11-26 | 2030-12-31 | 905 | 1003 | 776 | 615
13006 | Rheem | 610430-24/L-68-E | 2012-11-26 | 2030-12-31 | 1223 | 1390 | 1105 | 931
13007 | Rheem | 610430-24/L-68-G | 2012-11-26 | 2030-12-31 | 930 | 1030 | 798 | 634
13008 | Rheem | 610430-24/L-69-E | 2012-11-26 | 2030-12-31 | 1243 | 1413 | 1123 | 947
13009 | Rheem | 610430-24/L-69-G | 2012-11-26 | 2030-12-31 | 954 | 1057 | 820 | 653
13010 | Rheem | 610430-24/L-70-E | 2012-11-26 | 2030-12-31 | 1263 | 1435 | 1141 | 963
13011 | Rheem | 610430-24/L-70-G | 2012-11-26 | 2030-12-31 | 978 | 1085 | 842 | 672
13012 | Rheem | 610430-24/L-71-E | 2012-11-26 | 2030-12-31 | 1283 | 1457 | 1159 | 979
13013 | Rheem | 610430-24/L-71-G | 2012-11-26 | 2030-12-31 | 1002 | 1112 | 864 | 691
13014 | Rheem | 610430-24/L-72-E | 2012-11-26 | 2030-12-31 | 1304 | 1480 | 1178 | 994
13015 | Rheem | 610430-24/L-72-G | 2012-11-26 | 2030-12-31 | 1026 | 1140 | 887 | 709
13016 | Rheem | 610430-24/L-73-E | 2012-11-26 | 2030-12-31 | 1324 | 1502 | 1196 | 1010
13017 | Rheem | 610430-24/L-73-G | 2012-11-26 | 2030-12-31 | 1050 | 1167 | 909 | 728
13018 | Rheem | 610430-24/L-74-E | 2012-11-26 | 2030-12-31 | 1344 | 1524 | 1214 | 1026
13019 | Rheem | 610430-24/L-74-G | 2012-11-26 | 2030-12-31 | 1074 | 1195 | 931 | 747
13020 | Rheem | 610430-24/L-75-E | 2012-11-26 | 2030-12-31 | 1364 | 1547 | 1232 | 1042
13021 | Rheem | 610430-24/L-75-G | 2012-11-26 | 2030-12-31 | 1098 | 1222 | 953 | 766
13022 | Rheem | 610430-24/L-76-E | 2012-11-26 | 2030-12-31 | 1385 | 1569 | 1251 | 1057
13023 | Rheem | 610430-24/L-76-G | 2012-11-26 | 2030-12-31 | 1123 | 1249 | 975 | 785
13024 | Rheem | 610430-24/L-77-E | 2012-11-26 | 2030-12-31 | 1405 | 1591 | 1269 | 1073
13025 | Rheem | 610430-24/L-77-G | 2012-11-26 | 2030-12-31 | 1147 | 1277 | 997 | 804
13026 | Rheem | 610430-24/L-78-E | 2012-11-26 | 2030-12-31 | 1425 | 1614 | 1287 | 1089
13027 | Rheem | 610430-24/L-78-G | 2012-11-26 | 2030-12-31 | 1171 | 1304 | 1019 | 823
13028 | Rheem | 610430-24/L-79-E | 2012-11-26 | 2030-12-31 | 1445 | 1636 | 1305 | 1105
13029 | Rheem | 610430-24/L-79-G | 2012-11-26 | 2030-12-31 | 1195 | 1332 | 1041 | 842
13030 | Rheem | 610430-24/L-80-E | 2012-11-26 | 2030-12-31 | 1466 | 1658 | 1324 | 1120
13031 | Rheem | 610430-24/L-80-G | 2012-11-26 | 2030-12-31 | 1219 | 1359 | 1063 | 861
13032 | Rheem | 610430-24/L-81-E | 2012-11-26 | 2030-12-31 | 1486 | 1681 | 1342 | 1136
13033 | Rheem | 610430-24/L-81-G | 2012-11-26 | 2030-12-31 | 1243 | 1387 | 1085 | 880
13034 | Rheem | 610430-24/L-82-E | 2012-11-26 | 2030-12-31 | 1506 | 1703 | 1360 | 1152
13035 | Rheem | 610430-24/L-82-G | 2012-11-26 | 2030-12-31 | 1267 | 1414 | 1107 | 899
13036 | Rheem | 610430-24/L-83-E | 2012-11-26 | 2030-12-31 | 1527 | 1726 | 1379 | 1168
13037 | Rheem | 610430-24/L-83-G | 2012-11-26 | 2030-12-31 | 1292 | 1442 | 1130 | 918
13038 | Rheem | 610430-24/L-84-E | 2012-11-26 | 2030-12-31 | 1535 | 1732 | 1386 | 1173
13039 | Rheem | 610430-24/L-84-G | 2012-11-26 | 2030-12-31 | 1299 | 1447 | 1136 | 923
13040 | Rheem | 610430-24/L-85-E | 2012-11-26 | 2030-12-31 | 1543 | 1738 | 1393 | 1179
13041 | Rheem | 610430-24/L-85-G | 2012-11-26 | 2030-12-31 | 1307 | 1453 | 1143 | 929
13042 | Rheem | 610430-24/L-86-E | 2012-11-26 | 2030-12-31 | 1552 | 1744 | 1400 | 1185
13043 | Rheem | 610430-24/L-86-G | 2012-11-26 | 2030-12-31 | 1314 | 1458 | 1149 | 934
13044 | Rheem | 610430-24/L-87-E | 2012-11-26 | 2030-12-31 | 1560 | 1750 | 1407 | 1191
13045 | Rheem | 610430-24/L-87-G | 2012-11-26 | 2030-12-31 | 1322 | 1464 | 1156 | 940
13046 | Rheem | 610430-24/L-88-E | 2012-11-26 | 2030-12-31 | 1569 | 1757 | 1414 | 1197
13047 | Rheem | 610430-24/L-88-G | 2012-11-26 | 2030-12-31 | 1329 | 1469 | 1162 | 945
13048 | Rheem | 610430-24/L-89-E | 2012-11-26 | 2030-12-31 | 1577 | 1763 | 1421 | 1203
13049 | Rheem | 610430-24/L-89-G | 2012-11-26 | 2030-12-31 | 1337 | 1475 | 1169 | 951
13050 | Rheem | 610430-24/L-90-E | 2012-11-26 | 2030-12-31 | 1586 | 1769 | 1428 | 1209
13051 | Rheem | 610430-24/L-90-G | 2012-11-26 | 2030-12-31 | 1345 | 1480 | 1175 | 957
13052 | Rheem | 610430-24/L-91-E | 2012-11-26 | 2030-12-31 | 1594 | 1775 | 1435 | 1214
13053 | Rheem | 610430-24/L-91-G | 2012-11-26 | 2030-12-31 | 1352 | 1486 | 1182 | 962
13054 | Rheem | 610430-24/L-92-E | 2012-11-26 | 2030-12-31 | 1603 | 1782 | 1442 | 1220
13055 | Rheem | 610430-24/L-92-G | 2012-11-26 | 2030-12-31 | 1360 | 1491 | 1188 | 968
13056 | Rheem | 610430-24/L-93-E | 2012-11-26 | 2030-12-31 | 1611 | 1788 | 1449 | 1226
13057 | Rheem | 610430-24/L-93-G | 2012-11-26 | 2030-12-31 | 1367 | 1497 | 1195 | 973
13058 | Rheem | 610430-24/L-94-E | 2012-11-26 | 2030-12-31 | 1620 | 1794 | 1456 | 1232
13059 | Rheem | 610430-24/L-94-G | 2012-11-26 | 2030-12-31 | 1375 | 1503 | 1201 | 979
13060 | Rheem | 610430-24/L-95-E | 2012-11-26 | 2030-12-31 | 1628 | 1800 | 1463 | 1238
13061 | Rheem | 610430-24/L-95-G | 2012-11-26 | 2030-12-31 | 1383 | 1508 | 1208 | 985
13062 | Rheem | 610430-24/L-96-E | 2012-11-26 | 2030-12-31 | 1636 | 1806 | 1470 | 1244
13063 | Rheem | 610430-24/L-96-G | 2012-11-26 | 2030-12-31 | 1390 | 1514 | 1214 | 990
13064 | Rheem | 610430-24/L-97-E | 2012-11-26 | 2030-12-31 | 1645 | 1813 | 1477 | 1250
13065 | Rheem | 610430-24/L-97-G | 2012-11-26 | 2030-12-31 | 1398 | 1519 | 1221 | 996
13066 | Rheem | 610430-24/L-98-E | 2012-11-26 | 2030-12-31 | 1653 | 1819 | 1484 | 1255
13067 | Rheem | 610430-24/L-98-G | 2012-11-26 | 2030-12-31 | 1405 | 1525 | 1227 | 1001
13068 | Rheem | 610430-24/L-99-E | 2012-11-26 | 2030-12-31 | 1662 | 1825 | 1491 | 1261
13069 | Rheem | 610430-24/L-99-G | 2012-11-26 | 2030-12-31 | 1413 | 1530 | 1234 | 1007
13070 | Rheem | 610430-24/NPT-100-E | 2012-11-26 | 2030-12-31 | 1670 | 1831 | 1498 | 1267
13071 | Rheem | 610430-24/NPT-100-G | 2012-11-26 | 2030-12-31 | 1421 | 1536 | 1240 | 1013
13072 | Rheem | 610430-24/NPT-101-E | 2012-11-26 | 2030-12-31 | 1679 | 1838 | 1505 | 1273
13073 | Rheem | 610430-24/NPT-101-G | 2012-11-26 | 2030-12-31 | 1428 | 1541 | 1247 | 1018
13074 | Rheem | 610430-24/NPT-102-E | 2012-11-26 | 2030-12-31 | 1687 | 1844 | 1512 | 1279
13075 | Rheem | 610430-24/NPT-102-G | 2012-11-26 | 2030-12-31 | 1436 | 1547 | 1253 | 1024
13076 | Rheem | 610430-24/NPT-103-E | 2012-11-26 | 2030-12-31 | 1696 | 1850 | 1519 | 1285
13077 | Rheem | 610430-24/NPT-103-G | 2012-11-26 | 2030-12-31 | 1443 | 1552 | 1260 | 1029
13078 | Rheem | 610430-24/NPT-104-E | 2012-11-26 | 2030-12-31 | 1704 | 1856 | 1526 | 1291
13079 | Rheem | 610430-24/NPT-104-G | 2012-11-26 | 2030-12-31 | 1451 | 1558 | 1266 | 1035
13080 | Rheem | 610430-24/NPT-105-E | 2012-11-26 | 2030-12-31 | 1713 | 1863 | 1533 | 1297
13081 | Rheem | 610430-24/NPT-105-G | 2012-11-26 | 2030-12-31 | 1459 | 1564 | 1273 | 1041
13082 | Rheem | 610430-24/NPT-60-E | 2012-11-26 | 2030-12-31 | 1061 | 1212 | 959 | 806
13083 | Rheem | 610430-24/NPT-60-G | 2012-11-26 | 2030-12-31 | 737 | 811 | 622 | 483
13084 | Rheem | 610430-24/NPT-61-E | 2012-11-26 | 2030-12-31 | 1081 | 1234 | 977 | 821
13085 | Rheem | 610430-24/NPT-61-G | 2012-11-26 | 2030-12-31 | 761 | 838 | 644 | 501
13086 | Rheem | 610430-24/NPT-62-E | 2012-11-26 | 2030-12-31 | 1101 | 1256 | 995 | 837
13087 | Rheem | 610430-24/NPT-62-G | 2012-11-26 | 2030-12-31 | 785 | 865 | 666 | 520
13088 | Rheem | 610430-24/NPT-63-E | 2012-11-26 | 2030-12-31 | 1121 | 1279 | 1013 | 853
13089 | Rheem | 610430-24/NPT-63-G | 2012-11-26 | 2030-12-31 | 809 | 893 | 688 | 539
13090 | Rheem | 610430-24/NPT-64-E | 2012-11-26 | 2030-12-31 | 1142 | 1301 | 1032 | 868
13091 | Rheem | 610430-24/NPT-64-G | 2012-11-26 | 2030-12-31 | 833 | 920 | 710 | 558
13092 | Rheem | 610430-24/NPT-65-E | 2012-11-26 | 2030-12-31 | 1162 | 1323 | 1050 | 884
13093 | Rheem | 610430-24/NPT-65-G | 2012-11-26 | 2030-12-31 | 857 | 948 | 732 | 577
13094 | Rheem | 610430-24/NPT-66-E | 2012-11-26 | 2030-12-31 | 1182 | 1346 | 1068 | 900
13095 | Rheem | 610430-24/NPT-66-G | 2012-11-26 | 2030-12-31 | 881 | 975 | 754 | 596
13096 | Rheem | 610430-24/NPT-67-E | 2012-11-26 | 2030-12-31 | 1202 | 1368 | 1086 | 916
13097 | Rheem | 610430-24/NPT-67-G | 2012-11-26 | 2030-12-31 | 905 | 1003 | 776 | 615
13098 | Rheem | 610430-24/NPT-68-E | 2012-11-26 | 2030-12-31 | 1223 | 1390 | 1105 | 931
13099 | Rheem | 610430-24/NPT-68-G | 2012-11-26 | 2030-12-31 | 930 | 1030 | 798 | 634
13100 | Rheem | 610430-24/NPT-69-E | 2012-11-26 | 2030-12-31 | 1243 | 1413 | 1123 | 947
13101 | Rheem | 610430-24/NPT-69-G | 2012-11-26 | 2030-12-31 | 954 | 1057 | 820 | 653
13102 | Rheem | 610430-24/NPT-70-E | 2012-11-26 | 2030-12-31 | 1263 | 1435 | 1141 | 963
13103 | Rheem | 610430-24/NPT-70-G | 2012-11-26 | 2030-12-31 | 978 | 1085 | 842 | 672
13104 | Rheem | 610430-24/NPT-71-E | 2012-11-26 | 2030-12-31 | 1283 | 1457 | 1159 | 979
13105 | Rheem | 610430-24/NPT-71-G | 2012-11-26 | 2030-12-31 | 1002 | 1112 | 864 | 691
13106 | Rheem | 610430-24/NPT-72-E | 2012-11-26 | 2030-12-31 | 1304 | 1480 | 1178 | 994
13107 | Rheem | 610430-24/NPT-72-G | 2012-11-26 | 2030-12-31 | 1026 | 1140 | 887 | 709
13108 | Rheem | 610430-24/NPT-73-E | 2012-11-26 | 2030-12-31 | 1324 | 1502 | 1196 | 1010
13109 | Rheem | 610430-24/NPT-73-G | 2012-11-26 | 2030-12-31 | 1050 | 1167 | 909 | 728
13110 | Rheem | 610430-24/NPT-74-E | 2012-11-26 | 2030-12-31 | 1344 | 1524 | 1214 | 1026
13111 | Rheem | 610430-24/NPT-74-G | 2012-11-26 | 2030-12-31 | 1074 | 1195 | 931 | 747
13112 | Rheem | 610430-24/NPT-75-E | 2012-11-26 | 2030-12-31 | 1364 | 1547 | 1232 | 1042
13113 | Rheem | 610430-24/NPT-75-G | 2012-11-26 | 2030-12-31 | 1098 | 1222 | 953 | 766
13114 | Rheem | 610430-24/NPT-76-E | 2012-11-26 | 2030-12-31 | 1385 | 1569 | 1251 | 1057
13115 | Rheem | 610430-24/NPT-76-G | 2012-11-26 | 2030-12-31 | 1123 | 1249 | 975 | 785
13116 | Rheem | 610430-24/NPT-77-E | 2012-11-26 | 2030-12-31 | 1405 | 1591 | 1269 | 1073
13117 | Rheem | 610430-24/NPT-77-G | 2012-11-26 | 2030-12-31 | 1147 | 1277 | 997 | 804
13118 | Rheem | 610430-24/NPT-78-E | 2012-11-26 | 2030-12-31 | 1425 | 1614 | 1287 | 1089
13119 | Rheem | 610430-24/NPT-78-G | 2012-11-26 | 2030-12-31 | 1171 | 1304 | 1019 | 823
13120 | Rheem | 610430-24/NPT-79-E | 2012-11-26 | 2030-12-31 | 1445 | 1636 | 1305 | 1105
13121 | Rheem | 610430-24/NPT-79-G | 2012-11-26 | 2030-12-31 | 1195 | 1332 | 1041 | 842
13122 | Rheem | 610430-24/NPT-80-E | 2012-11-26 | 2030-12-31 | 1466 | 1658 | 1324 | 1120
13123 | Rheem | 610430-24/NPT-80-G | 2012-11-26 | 2030-12-31 | 1219 | 1359 | 1063 | 861
13124 | Rheem | 610430-24/NPT-81-E | 2012-11-26 | 2030-12-31 | 1486 | 1681 | 1342 | 1136
13125 | Rheem | 610430-24/NPT-81-G | 2012-11-26 | 2030-12-31 | 1243 | 1387 | 1085 | 880
13126 | Rheem | 610430-24/NPT-82-E | 2012-11-26 | 2030-12-31 | 1506 | 1703 | 1360 | 1152
13127 | Rheem | 610430-24/NPT-82-G | 2012-11-26 | 2030-12-31 | 1267 | 1414 | 1107 | 899
13128 | Rheem | 610430-24/NPT-83-E | 2012-11-26 | 2030-12-31 | 1527 | 1726 | 1379 | 1168
13129 | Rheem | 610430-24/NPT-83-G | 2012-11-26 | 2030-12-31 | 1292 | 1442 | 1130 | 918
13130 | Rheem | 610430-24/NPT-84-E | 2012-11-26 | 2030-12-31 | 1535 | 1732 | 1386 | 1173
13131 | Rheem | 610430-24/NPT-84-G | 2012-11-26 | 2030-12-31 | 1299 | 1447 | 1136 | 923
13132 | Rheem | 610430-24/NPT-85-E | 2012-11-26 | 2030-12-31 | 1543 | 1738 | 1393 | 1179
13133 | Rheem | 610430-24/NPT-85-G | 2012-11-26 | 2030-12-31 | 1307 | 1453 | 1143 | 929
13134 | Rheem | 610430-24/NPT-86-E | 2012-11-26 | 2030-12-31 | 1552 | 1744 | 1400 | 1185
13135 | Rheem | 610430-24/NPT-86-G | 2012-11-26 | 2030-12-31 | 1314 | 1458 | 1149 | 934
13136 | Rheem | 610430-24/NPT-87-E | 2012-11-26 | 2030-12-31 | 1560 | 1750 | 1407 | 1191
13137 | Rheem | 610430-24/NPT-87-G | 2012-11-26 | 2030-12-31 | 1322 | 1464 | 1156 | 940
13138 | Rheem | 610430-24/NPT-88-E | 2012-11-26 | 2030-12-31 | 1569 | 1757 | 1414 | 1197
13139 | Rheem | 610430-24/NPT-88-G | 2012-11-26 | 2030-12-31 | 1329 | 1469 | 1162 | 945
13140 | Rheem | 610430-24/NPT-89-E | 2012-11-26 | 2030-12-31 | 1577 | 1763 | 1421 | 1203
13141 | Rheem | 610430-24/NPT-89-G | 2012-11-26 | 2030-12-31 | 1337 | 1475 | 1169 | 951
13142 | Rheem | 610430-24/NPT-90-E | 2012-11-26 | 2030-12-31 | 1586 | 1769 | 1428 | 1209
13143 | Rheem | 610430-24/NPT-90-G | 2012-11-26 | 2030-12-31 | 1345 | 1480 | 1175 | 957
13144 | Rheem | 610430-24/NPT-91-E | 2012-11-26 | 2030-12-31 | 1594 | 1775 | 1435 | 1214
13145 | Rheem | 610430-24/NPT-91-G | 2012-11-26 | 2030-12-31 | 1352 | 1486 | 1182 | 962
13146 | Rheem | 610430-24/NPT-92-E | 2012-11-26 | 2030-12-31 | 1603 | 1782 | 1442 | 1220
13147 | Rheem | 610430-24/NPT-92-G | 2012-11-26 | 2030-12-31 | 1360 | 1491 | 1188 | 968
13148 | Rheem | 610430-24/NPT-93-E | 2012-11-26 | 2030-12-31 | 1611 | 1788 | 1449 | 1226
13149 | Rheem | 610430-24/NPT-93-G | 2012-11-26 | 2030-12-31 | 1367 | 1497 | 1195 | 973
13150 | Rheem | 610430-24/NPT-94-E | 2012-11-26 | 2030-12-31 | 1620 | 1794 | 1456 | 1232
13151 | Rheem | 610430-24/NPT-94-G | 2012-11-26 | 2030-12-31 | 1375 | 1503 | 1201 | 979
13152 | Rheem | 610430-24/NPT-95-E | 2012-11-26 | 2030-12-31 | 1628 | 1800 | 1463 | 1238
13153 | Rheem | 610430-24/NPT-95-G | 2012-11-26 | 2030-12-31 | 1383 | 1508 | 1208 | 985
13154 | Rheem | 610430-24/NPT-96-E | 2012-11-26 | 2030-12-31 | 1636 | 1806 | 1470 | 1244
13155 | Rheem | 610430-24/NPT-96-G | 2012-11-26 | 2030-12-31 | 1390 | 1514 | 1214 | 990
13156 | Rheem | 610430-24/NPT-97-E | 2012-11-26 | 2030-12-31 | 1645 | 1813 | 1477 | 1250
13157 | Rheem | 610430-24/NPT-97-G | 2012-11-26 | 2030-12-31 | 1398 | 1519 | 1221 | 996
13158 | Rheem | 610430-24/NPT-98-E | 2012-11-26 | 2030-12-31 | 1653 | 1819 | 1484 | 1255
13159 | Rheem | 610430-24/NPT-98-G | 2012-11-26 | 2030-12-31 | 1405 | 1525 | 1227 | 1001
13160 | Rheem | 610430-24/NPT-99-E | 2012-11-26 | 2030-12-31 | 1662 | 1825 | 1491 | 1261
13161 | Rheem | 610430-24/NPT-99-G | 2012-11-26 | 2030-12-31 | 1413 | 1530 | 1234 | 1007
13162 | Rheem | 610430-25/AP07-100-E | 2014-03-01 | 2030-12-31 | 1738 | 1930 | 1561 | 1320
13163 | Rheem | 610430-25/AP07-100-G | 2014-03-01 | 2030-12-31 | 1433 | 1568 | 1247 | 1011
13164 | Rheem | 610430-25/AP07-101-E | 2014-03-01 | 2030-12-31 | 1749 | 1940 | 1570 | 1327
13165 | Rheem | 610430-25/AP07-101-G | 2014-03-01 | 2030-12-31 | 1441 | 1574 | 1254 | 1017
13166 | Rheem | 610430-25/AP07-102-E | 2014-03-01 | 2030-12-31 | 1760 | 1950 | 1579 | 1335
13167 | Rheem | 610430-25/AP07-102-G | 2014-03-01 | 2030-12-31 | 1449 | 1579 | 1260 | 1022
13168 | Rheem | 610430-25/AP07-103-E | 2014-03-01 | 2030-12-31 | 1771 | 1959 | 1589 | 1343
13169 | Rheem | 610430-25/AP07-103-G | 2014-03-01 | 2030-12-31 | 1456 | 1585 | 1266 | 1027
13170 | Rheem | 610430-25/AP07-104-E | 2014-03-01 | 2030-12-31 | 1782 | 1969 | 1598 | 1350
13171 | Rheem | 610430-25/AP07-104-G | 2014-03-01 | 2030-12-31 | 1464 | 1591 | 1273 | 1033
13172 | Rheem | 610430-25/AP07-105-E | 2014-03-01 | 2030-12-31 | 1793 | 1978 | 1607 | 1358
13173 | Rheem | 610430-25/AP07-105-G | 2014-03-01 | 2030-12-31 | 1471 | 1596 | 1279 | 1038
13174 | Rheem | 610430-25/AP07-106-E | 2014-03-01 | 2030-12-31 | 1804 | 1988 | 1616 | 1366
13175 | Rheem | 610430-25/AP07-106-G | 2014-03-01 | 2030-12-31 | 1479 | 1602 | 1286 | 1043
13176 | Rheem | 610430-25/AP07-107-E | 2014-03-01 | 2030-12-31 | 1815 | 1998 | 1626 | 1373
13177 | Rheem | 610430-25/AP07-107-G | 2014-03-01 | 2030-12-31 | 1487 | 1608 | 1292 | 1049
13178 | Rheem | 610430-25/AP07-108-E | 2014-03-01 | 2030-12-31 | 1826 | 2007 | 1635 | 1381
13179 | Rheem | 610430-25/AP07-108-G | 2014-03-01 | 2030-12-31 | 1494 | 1613 | 1299 | 1054
13180 | Rheem | 610430-25/AP07-109-E | 2014-03-01 | 2030-12-31 | 1837 | 2017 | 1644 | 1389
13181 | Rheem | 610430-25/AP07-109-G | 2014-03-01 | 2030-12-31 | 1502 | 1619 | 1305 | 1059
13182 | Rheem | 610430-25/AP07-110-E | 2014-03-01 | 2030-12-31 | 1848 | 2027 | 1654 | 1397
13183 | Rheem | 610430-25/AP07-110-G | 2014-03-01 | 2030-12-31 | 1510 | 1625 | 1312 | 1065
13184 | Rheem | 610430-25/AP07-63-E | 2014-03-01 | 2030-12-31 | 1109 | 1270 | 1001 | 840
13185 | Rheem | 610430-25/AP07-63-G | 2014-03-01 | 2030-12-31 | 678 | 737 | 560 | 421
13186 | Rheem | 610430-25/AP07-64-E | 2014-03-01 | 2030-12-31 | 1129 | 1292 | 1019 | 855
13187 | Rheem | 610430-25/AP07-64-G | 2014-03-01 | 2030-12-31 | 705 | 768 | 585 | 442
13188 | Rheem | 610430-25/AP07-65-E | 2014-03-01 | 2030-12-31 | 1149 | 1314 | 1037 | 871
13189 | Rheem | 610430-25/AP07-65-G | 2014-03-01 | 2030-12-31 | 732 | 800 | 610 | 464
13190 | Rheem | 610430-25/AP07-66-E | 2014-03-01 | 2030-12-31 | 1169 | 1337 | 1056 | 887
13191 | Rheem | 610430-25/AP07-66-G | 2014-03-01 | 2030-12-31 | 760 | 831 | 635 | 486
13192 | Rheem | 610430-25/AP07-67-E | 2014-03-01 | 2030-12-31 | 1190 | 1359 | 1074 | 903
13193 | Rheem | 610430-25/AP07-67-G | 2014-03-01 | 2030-12-31 | 787 | 863 | 660 | 508
13194 | Rheem | 610430-25/AP07-68-E | 2014-03-01 | 2030-12-31 | 1210 | 1381 | 1092 | 919
13195 | Rheem | 610430-25/AP07-68-G | 2014-03-01 | 2030-12-31 | 814 | 894 | 685 | 529
13196 | Rheem | 610430-25/AP07-69-E | 2014-03-01 | 2030-12-31 | 1230 | 1404 | 1111 | 935
13197 | Rheem | 610430-25/AP07-69-G | 2014-03-01 | 2030-12-31 | 842 | 926 | 711 | 551
13198 | Rheem | 610430-25/AP07-70-E | 2014-03-01 | 2030-12-31 | 1250 | 1426 | 1129 | 950
13199 | Rheem | 610430-25/AP07-70-G | 2014-03-01 | 2030-12-31 | 869 | 958 | 736 | 573
13200 | Rheem | 610430-25/AP07-71-E | 2014-03-01 | 2030-12-31 | 1271 | 1448 | 1147 | 966
13201 | Rheem | 610430-25/AP07-71-G | 2014-03-01 | 2030-12-31 | 897 | 989 | 761 | 595
13202 | Rheem | 610430-25/AP07-72-E | 2014-03-01 | 2030-12-31 | 1291 | 1471 | 1166 | 982
13203 | Rheem | 610430-25/AP07-72-G | 2014-03-01 | 2030-12-31 | 924 | 1021 | 786 | 616
13204 | Rheem | 610430-25/AP07-73-E | 2014-03-01 | 2030-12-31 | 1311 | 1493 | 1184 | 998
13205 | Rheem | 610430-25/AP07-73-G | 2014-03-01 | 2030-12-31 | 951 | 1052 | 811 | 638
13206 | Rheem | 610430-25/AP07-74-E | 2014-03-01 | 2030-12-31 | 1331 | 1515 | 1202 | 1014
13207 | Rheem | 610430-25/AP07-74-G | 2014-03-01 | 2030-12-31 | 979 | 1084 | 836 | 660
13208 | Rheem | 610430-25/AP07-75-E | 2014-03-01 | 2030-12-31 | 1352 | 1538 | 1221 | 1030
13209 | Rheem | 610430-25/AP07-75-G | 2014-03-01 | 2030-12-31 | 1006 | 1116 | 862 | 682
13210 | Rheem | 610430-25/AP07-76-E | 2014-03-01 | 2030-12-31 | 1372 | 1560 | 1239 | 1045
13211 | Rheem | 610430-25/AP07-76-G | 2014-03-01 | 2030-12-31 | 1033 | 1147 | 887 | 703
13212 | Rheem | 610430-25/AP07-77-E | 2014-03-01 | 2030-12-31 | 1392 | 1582 | 1257 | 1061
13213 | Rheem | 610430-25/AP07-77-G | 2014-03-01 | 2030-12-31 | 1061 | 1179 | 912 | 725
13214 | Rheem | 610430-25/AP07-78-E | 2014-03-01 | 2030-12-31 | 1412 | 1605 | 1276 | 1077
13215 | Rheem | 610430-25/AP07-78-G | 2014-03-01 | 2030-12-31 | 1088 | 1210 | 937 | 747
13216 | Rheem | 610430-25/AP07-79-E | 2014-03-01 | 2030-12-31 | 1433 | 1627 | 1294 | 1093
13217 | Rheem | 610430-25/AP07-79-G | 2014-03-01 | 2030-12-31 | 1116 | 1242 | 962 | 769
13218 | Rheem | 610430-25/AP07-80-E | 2014-03-01 | 2030-12-31 | 1453 | 1649 | 1312 | 1109
13219 | Rheem | 610430-25/AP07-80-G | 2014-03-01 | 2030-12-31 | 1143 | 1273 | 987 | 790
13220 | Rheem | 610430-25/AP07-81-E | 2014-03-01 | 2030-12-31 | 1473 | 1672 | 1331 | 1125
13221 | Rheem | 610430-25/AP07-81-G | 2014-03-01 | 2030-12-31 | 1170 | 1305 | 1013 | 812
13222 | Rheem | 610430-25/AP07-82-E | 2014-03-01 | 2030-12-31 | 1493 | 1694 | 1349 | 1140
13223 | Rheem | 610430-25/AP07-82-G | 2014-03-01 | 2030-12-31 | 1198 | 1337 | 1038 | 834
13224 | Rheem | 610430-25/AP07-83-E | 2014-03-01 | 2030-12-31 | 1514 | 1716 | 1367 | 1156
13225 | Rheem | 610430-25/AP07-83-G | 2014-03-01 | 2030-12-31 | 1225 | 1368 | 1063 | 856
13226 | Rheem | 610430-25/AP07-84-E | 2014-03-01 | 2030-12-31 | 1534 | 1739 | 1386 | 1172
13227 | Rheem | 610430-25/AP07-84-G | 2014-03-01 | 2030-12-31 | 1252 | 1400 | 1088 | 877
13228 | Rheem | 610430-25/AP07-85-E | 2014-03-01 | 2030-12-31 | 1554 | 1761 | 1404 | 1188
13229 | Rheem | 610430-25/AP07-85-G | 2014-03-01 | 2030-12-31 | 1280 | 1431 | 1113 | 899
13230 | Rheem | 610430-25/AP07-86-E | 2014-03-01 | 2030-12-31 | 1574 | 1783 | 1422 | 1204
13231 | Rheem | 610430-25/AP07-86-G | 2014-03-01 | 2030-12-31 | 1307 | 1463 | 1138 | 921
13232 | Rheem | 610430-25/AP07-87-E | 2014-03-01 | 2030-12-31 | 1595 | 1806 | 1441 | 1220
13233 | Rheem | 610430-25/AP07-87-G | 2014-03-01 | 2030-12-31 | 1335 | 1495 | 1164 | 943
13234 | Rheem | 610430-25/AP07-88-E | 2014-03-01 | 2030-12-31 | 1606 | 1815 | 1450 | 1227
13235 | Rheem | 610430-25/AP07-88-G | 2014-03-01 | 2030-12-31 | 1342 | 1500 | 1170 | 948
13236 | Rheem | 610430-25/AP07-89-E | 2014-03-01 | 2030-12-31 | 1617 | 1825 | 1459 | 1235
13237 | Rheem | 610430-25/AP07-89-G | 2014-03-01 | 2030-12-31 | 1350 | 1506 | 1176 | 953
13238 | Rheem | 610430-25/AP07-90-E | 2014-03-01 | 2030-12-31 | 1628 | 1834 | 1468 | 1243
13239 | Rheem | 610430-25/AP07-90-G | 2014-03-01 | 2030-12-31 | 1357 | 1511 | 1183 | 958
13240 | Rheem | 610430-25/AP07-91-E | 2014-03-01 | 2030-12-31 | 1639 | 1844 | 1478 | 1250
13241 | Rheem | 610430-25/AP07-91-G | 2014-03-01 | 2030-12-31 | 1365 | 1517 | 1189 | 964
13242 | Rheem | 610430-25/AP07-92-E | 2014-03-01 | 2030-12-31 | 1650 | 1854 | 1487 | 1258
13243 | Rheem | 610430-25/AP07-92-G | 2014-03-01 | 2030-12-31 | 1373 | 1523 | 1196 | 969
13244 | Rheem | 610430-25/AP07-93-E | 2014-03-01 | 2030-12-31 | 1661 | 1863 | 1496 | 1266
13245 | Rheem | 610430-25/AP07-93-G | 2014-03-01 | 2030-12-31 | 1380 | 1528 | 1202 | 974
13246 | Rheem | 610430-25/AP07-94-E | 2014-03-01 | 2030-12-31 | 1672 | 1873 | 1505 | 1273
13247 | Rheem | 610430-25/AP07-94-G | 2014-03-01 | 2030-12-31 | 1388 | 1534 | 1209 | 980
13248 | Rheem | 610430-25/AP07-95-E | 2014-03-01 | 2030-12-31 | 1683 | 1882 | 1515 | 1281
13249 | Rheem | 610430-25/AP07-95-G | 2014-03-01 | 2030-12-31 | 1395 | 1540 | 1215 | 985
13250 | Rheem | 610430-25/AP07-96-E | 2014-03-01 | 2030-12-31 | 1694 | 1892 | 1524 | 1289
13251 | Rheem | 610430-25/AP07-96-G | 2014-03-01 | 2030-12-31 | 1403 | 1545 | 1221 | 990
13252 | Rheem | 610430-25/AP07-97-E | 2014-03-01 | 2030-12-31 | 1705 | 1902 | 1533 | 1296
13253 | Rheem | 610430-25/AP07-97-G | 2014-03-01 | 2030-12-31 | 1411 | 1551 | 1228 | 996
13254 | Rheem | 610430-25/AP07-98-E | 2014-03-01 | 2030-12-31 | 1716 | 1911 | 1542 | 1304
13255 | Rheem | 610430-25/AP07-98-G | 2014-03-01 | 2030-12-31 | 1418 | 1557 | 1234 | 1001
13256 | Rheem | 610430-25/AP07-99-E | 2014-03-01 | 2030-12-31 | 1727 | 1921 | 1552 | 1312
13257 | Rheem | 610430-25/AP07-99-G | 2014-03-01 | 2030-12-31 | 1426 | 1562 | 1241 | 1006
13258 | Rheem | 610430-25/L-100-E | 2012-11-26 | 2030-12-31 | 1738 | 1930 | 1561 | 1320
13259 | Rheem | 610430-25/L-100-G | 2012-11-26 | 2030-12-31 | 1433 | 1568 | 1247 | 1011
13260 | Rheem | 610430-25/L-101-E | 2012-11-26 | 2030-12-31 | 1749 | 1940 | 1570 | 1327
13261 | Rheem | 610430-25/L-101-G | 2012-11-26 | 2030-12-31 | 1441 | 1574 | 1254 | 1017
13262 | Rheem | 610430-25/L-102-E | 2012-11-26 | 2030-12-31 | 1760 | 1950 | 1579 | 1335
13263 | Rheem | 610430-25/L-102-G | 2012-11-26 | 2030-12-31 | 1449 | 1579 | 1260 | 1022
13264 | Rheem | 610430-25/L-103-E | 2012-11-26 | 2030-12-31 | 1771 | 1959 | 1589 | 1343
13265 | Rheem | 610430-25/L-103-G | 2012-11-26 | 2030-12-31 | 1456 | 1585 | 1266 | 1027
13266 | Rheem | 610430-25/L-104-E | 2012-11-26 | 2030-12-31 | 1782 | 1969 | 1598 | 1350
13267 | Rheem | 610430-25/L-104-G | 2012-11-26 | 2030-12-31 | 1464 | 1591 | 1273 | 1033
13268 | Rheem | 610430-25/L-105-E | 2012-11-26 | 2030-12-31 | 1793 | 1978 | 1607 | 1358
13269 | Rheem | 610430-25/L-105-G | 2012-11-26 | 2030-12-31 | 1471 | 1596 | 1279 | 1038
13270 | Rheem | 610430-25/L-106-E | 2012-11-26 | 2030-12-31 | 1804 | 1988 | 1616 | 1366
13271 | Rheem | 610430-25/L-106-G | 2012-11-26 | 2030-12-31 | 1479 | 1602 | 1286 | 1043
13272 | Rheem | 610430-25/L-107-E | 2012-11-26 | 2030-12-31 | 1815 | 1998 | 1626 | 1373
13273 | Rheem | 610430-25/L-107-G | 2012-11-26 | 2030-12-31 | 1487 | 1608 | 1292 | 1049
13274 | Rheem | 610430-25/L-108-E | 2012-11-26 | 2030-12-31 | 1826 | 2007 | 1635 | 1381
13275 | Rheem | 610430-25/L-108-G | 2012-11-26 | 2030-12-31 | 1494 | 1613 | 1299 | 1054
13276 | Rheem | 610430-25/L-109-E | 2012-11-26 | 2030-12-31 | 1837 | 2017 | 1644 | 1389
13277 | Rheem | 610430-25/L-109-G | 2012-11-26 | 2030-12-31 | 1502 | 1619 | 1305 | 1059
13278 | Rheem | 610430-25/L-110-E | 2012-11-26 | 2030-12-31 | 1848 | 2027 | 1654 | 1397
13279 | Rheem | 610430-25/L-110-G | 2012-11-26 | 2030-12-31 | 1510 | 1625 | 1312 | 1065
13280 | Rheem | 610430-25/L-63-E | 2012-11-26 | 2030-12-31 | 1109 | 1270 | 1001 | 840
13281 | Rheem | 610430-25/L-63-G | 2012-11-26 | 2030-12-31 | 678 | 737 | 560 | 421
13282 | Rheem | 610430-25/L-64-E | 2012-11-26 | 2030-12-31 | 1129 | 1292 | 1019 | 855
13283 | Rheem | 610430-25/L-64-G | 2012-11-26 | 2030-12-31 | 705 | 768 | 585 | 442
13284 | Rheem | 610430-25/L-65-E | 2012-11-26 | 2030-12-31 | 1149 | 1314 | 1037 | 871
13285 | Rheem | 610430-25/L-65-G | 2012-11-26 | 2030-12-31 | 732 | 800 | 610 | 464
13286 | Rheem | 610430-25/L-66-E | 2012-11-26 | 2030-12-31 | 1169 | 1337 | 1056 | 887
13287 | Rheem | 610430-25/L-66-G | 2012-11-26 | 2030-12-31 | 760 | 831 | 635 | 486
13288 | Rheem | 610430-25/L-67-E | 2012-11-26 | 2030-12-31 | 1190 | 1359 | 1074 | 903
13289 | Rheem | 610430-25/L-67-G | 2012-11-26 | 2030-12-31 | 787 | 863 | 660 | 508
13290 | Rheem | 610430-25/L-68-E | 2012-11-26 | 2030-12-31 | 1210 | 1381 | 1092 | 919
13291 | Rheem | 610430-25/L-68-G | 2012-11-26 | 2030-12-31 | 814 | 894 | 685 | 529
13292 | Rheem | 610430-25/L-69-E | 2012-11-26 | 2030-12-31 | 1230 | 1404 | 1111 | 935
13293 | Rheem | 610430-25/L-69-G | 2012-11-26 | 2030-12-31 | 842 | 926 | 711 | 551
13294 | Rheem | 610430-25/L-70-E | 2012-11-26 | 2030-12-31 | 1250 | 1426 | 1129 | 950
13295 | Rheem | 610430-25/L-70-G | 2012-11-26 | 2030-12-31 | 869 | 958 | 736 | 573
13296 | Rheem | 610430-25/L-71-E | 2012-11-26 | 2030-12-31 | 1271 | 1448 | 1147 | 966
13297 | Rheem | 610430-25/L-71-G | 2012-11-26 | 2030-12-31 | 897 | 989 | 761 | 595
13298 | Rheem | 610430-25/L-72-E | 2012-11-26 | 2030-12-31 | 1291 | 1471 | 1166 | 982
13299 | Rheem | 610430-25/L-72-G | 2012-11-26 | 2030-12-31 | 924 | 1021 | 786 | 616
13300 | Rheem | 610430-25/L-73-E | 2012-11-26 | 2030-12-31 | 1311 | 1493 | 1184 | 998
13301 | Rheem | 610430-25/L-73-G | 2012-11-26 | 2030-12-31 | 951 | 1052 | 811 | 638
13302 | Rheem | 610430-25/L-74-E | 2012-11-26 | 2030-12-31 | 1331 | 1515 | 1202 | 1014
13303 | Rheem | 610430-25/L-74-G | 2012-11-26 | 2030-12-31 | 979 | 1084 | 836 | 660
13304 | Rheem | 610430-25/L-75-E | 2012-11-26 | 2030-12-31 | 1352 | 1538 | 1221 | 1030
13305 | Rheem | 610430-25/L-75-G | 2012-11-26 | 2030-12-31 | 1006 | 1116 | 862 | 682
13306 | Rheem | 610430-25/L-76-E | 2012-11-26 | 2030-12-31 | 1372 | 1560 | 1239 | 1045
13307 | Rheem | 610430-25/L-76-G | 2012-11-26 | 2030-12-31 | 1033 | 1147 | 887 | 703
13308 | Rheem | 610430-25/L-77-E | 2012-11-26 | 2030-12-31 | 1392 | 1582 | 1257 | 1061
13309 | Rheem | 610430-25/L-77-G | 2012-11-26 | 2030-12-31 | 1061 | 1179 | 912 | 725
13310 | Rheem | 610430-25/L-78-E | 2012-11-26 | 2030-12-31 | 1412 | 1605 | 1276 | 1077
13311 | Rheem | 610430-25/L-78-G | 2012-11-26 | 2030-12-31 | 1088 | 1210 | 937 | 747
13312 | Rheem | 610430-25/L-79-E | 2012-11-26 | 2030-12-31 | 1433 | 1627 | 1294 | 1093
13313 | Rheem | 610430-25/L-79-G | 2012-11-26 | 2030-12-31 | 1116 | 1242 | 962 | 769
13314 | Rheem | 610430-25/L-80-E | 2012-11-26 | 2030-12-31 | 1453 | 1649 | 1312 | 1109
13315 | Rheem | 610430-25/L-80-G | 2012-11-26 | 2030-12-31 | 1143 | 1273 | 987 | 790
13316 | Rheem | 610430-25/L-81-E | 2012-11-26 | 2030-12-31 | 1473 | 1672 | 1331 | 1125
13317 | Rheem | 610430-25/L-81-G | 2012-11-26 | 2030-12-31 | 1170 | 1305 | 1013 | 812
13318 | Rheem | 610430-25/L-82-E | 2012-11-26 | 2030-12-31 | 1493 | 1694 | 1349 | 1140
13319 | Rheem | 610430-25/L-82-G | 2012-11-26 | 2030-12-31 | 1198 | 1337 | 1038 | 834
13320 | Rheem | 610430-25/L-83-E | 2012-11-26 | 2030-12-31 | 1514 | 1716 | 1367 | 1156
13321 | Rheem | 610430-25/L-83-G | 2012-11-26 | 2030-12-31 | 1225 | 1368 | 1063 | 856
13322 | Rheem | 610430-25/L-84-E | 2012-11-26 | 2030-12-31 | 1534 | 1739 | 1386 | 1172
13323 | Rheem | 610430-25/L-84-G | 2012-11-26 | 2030-12-31 | 1252 | 1400 | 1088 | 877
13324 | Rheem | 610430-25/L-85-E | 2012-11-26 | 2030-12-31 | 1554 | 1761 | 1404 | 1188
13325 | Rheem | 610430-25/L-85-G | 2012-11-26 | 2030-12-31 | 1280 | 1431 | 1113 | 899
13326 | Rheem | 610430-25/L-86-E | 2012-11-26 | 2030-12-31 | 1574 | 1783 | 1422 | 1204
13327 | Rheem | 610430-25/L-86-G | 2012-11-26 | 2030-12-31 | 1307 | 1463 | 1138 | 921
13328 | Rheem | 610430-25/L-87-E | 2012-11-26 | 2030-12-31 | 1595 | 1806 | 1441 | 1220
13329 | Rheem | 610430-25/L-87-G | 2012-11-26 | 2030-12-31 | 1335 | 1495 | 1164 | 943
13330 | Rheem | 610430-25/L-88-E | 2012-11-26 | 2030-12-31 | 1606 | 1815 | 1450 | 1227
13331 | Rheem | 610430-25/L-88-G | 2012-11-26 | 2030-12-31 | 1342 | 1500 | 1170 | 948
13332 | Rheem | 610430-25/L-89-E | 2012-11-26 | 2030-12-31 | 1617 | 1825 | 1459 | 1235
13333 | Rheem | 610430-25/L-89-G | 2012-11-26 | 2030-12-31 | 1350 | 1506 | 1176 | 953
13334 | Rheem | 610430-25/L-90-E | 2012-11-26 | 2030-12-31 | 1628 | 1834 | 1468 | 1243
13335 | Rheem | 610430-25/L-90-G | 2012-11-26 | 2030-12-31 | 1357 | 1511 | 1183 | 958
13336 | Rheem | 610430-25/L-91-E | 2012-11-26 | 2030-12-31 | 1639 | 1844 | 1478 | 1250
13337 | Rheem | 610430-25/L-91-G | 2012-11-26 | 2030-12-31 | 1365 | 1517 | 1189 | 964
13338 | Rheem | 610430-25/L-92-E | 2012-11-26 | 2030-12-31 | 1650 | 1854 | 1487 | 1258
13339 | Rheem | 610430-25/L-92-G | 2012-11-26 | 2030-12-31 | 1373 | 1523 | 1196 | 969
13340 | Rheem | 610430-25/L-93-E | 2012-11-26 | 2030-12-31 | 1661 | 1863 | 1496 | 1266
13341 | Rheem | 610430-25/L-93-G | 2012-11-26 | 2030-12-31 | 1380 | 1528 | 1202 | 974
13342 | Rheem | 610430-25/L-94-E | 2012-11-26 | 2030-12-31 | 1672 | 1873 | 1505 | 1273
13343 | Rheem | 610430-25/L-94-G | 2012-11-26 | 2030-12-31 | 1388 | 1534 | 1209 | 980
13344 | Rheem | 610430-25/L-95-E | 2012-11-26 | 2030-12-31 | 1683 | 1882 | 1515 | 1281
13345 | Rheem | 610430-25/L-95-G | 2012-11-26 | 2030-12-31 | 1395 | 1540 | 1215 | 985
13346 | Rheem | 610430-25/L-96-E | 2012-11-26 | 2030-12-31 | 1694 | 1892 | 1524 | 1289
13347 | Rheem | 610430-25/L-96-G | 2012-11-26 | 2030-12-31 | 1403 | 1545 | 1221 | 990
13348 | Rheem | 610430-25/L-97-E | 2012-11-26 | 2030-12-31 | 1705 | 1902 | 1533 | 1296
13349 | Rheem | 610430-25/L-97-G | 2012-11-26 | 2030-12-31 | 1411 | 1551 | 1228 | 996
13350 | Rheem | 610430-25/L-98-E | 2012-11-26 | 2030-12-31 | 1716 | 1911 | 1542 | 1304
13351 | Rheem | 610430-25/L-98-G | 2012-11-26 | 2030-12-31 | 1418 | 1557 | 1234 | 1001
13352 | Rheem | 610430-25/L-99-E | 2012-11-26 | 2030-12-31 | 1727 | 1921 | 1552 | 1312
13353 | Rheem | 610430-25/L-99-G | 2012-11-26 | 2030-12-31 | 1426 | 1562 | 1241 | 1006
13354 | Rheem | 610430-25/NPT-100-E | 2012-11-26 | 2030-12-31 | 1738 | 1930 | 1561 | 1320
13355 | Rheem | 610430-25/NPT-100-G | 2012-11-26 | 2030-12-31 | 1433 | 1568 | 1247 | 1011
13356 | Rheem | 610430-25/NPT-101-E | 2012-11-26 | 2030-12-31 | 1749 | 1940 | 1570 | 1327
13357 | Rheem | 610430-25/NPT-101-G | 2012-11-26 | 2030-12-31 | 1441 | 1574 | 1254 | 1017
13358 | Rheem | 610430-25/NPT-102-E | 2012-11-26 | 2030-12-31 | 1760 | 1950 | 1579 | 1335
13359 | Rheem | 610430-25/NPT-102-G | 2012-11-26 | 2030-12-31 | 1449 | 1579 | 1260 | 1022
13360 | Rheem | 610430-25/NPT-103-E | 2012-11-26 | 2030-12-31 | 1771 | 1959 | 1589 | 1343
13361 | Rheem | 610430-25/NPT-103-G | 2012-11-26 | 2030-12-31 | 1456 | 1585 | 1266 | 1027
13362 | Rheem | 610430-25/NPT-104-E | 2012-11-26 | 2030-12-31 | 1782 | 1969 | 1598 | 1350
13363 | Rheem | 610430-25/NPT-104-G | 2012-11-26 | 2030-12-31 | 1464 | 1591 | 1273 | 1033
13364 | Rheem | 610430-25/NPT-105-E | 2012-11-26 | 2030-12-31 | 1793 | 1978 | 1607 | 1358
13365 | Rheem | 610430-25/NPT-105-G | 2012-11-26 | 2030-12-31 | 1471 | 1596 | 1279 | 1038
13366 | Rheem | 610430-25/NPT-106-E | 2012-11-26 | 2030-12-31 | 1804 | 1988 | 1616 | 1366
13367 | Rheem | 610430-25/NPT-106-G | 2012-11-26 | 2030-12-31 | 1479 | 1602 | 1286 | 1043
13368 | Rheem | 610430-25/NPT-107-E | 2012-11-26 | 2030-12-31 | 1815 | 1998 | 1626 | 1373
13369 | Rheem | 610430-25/NPT-107-G | 2012-11-26 | 2030-12-31 | 1487 | 1608 | 1292 | 1049
13370 | Rheem | 610430-25/NPT-108-E | 2012-11-26 | 2030-12-31 | 1826 | 2007 | 1635 | 1381
13371 | Rheem | 610430-25/NPT-108-G | 2012-11-26 | 2030-12-31 | 1494 | 1613 | 1299 | 1054
13372 | Rheem | 610430-25/NPT-109-E | 2012-11-26 | 2030-12-31 | 1837 | 2017 | 1644 | 1389
13373 | Rheem | 610430-25/NPT-109-G | 2012-11-26 | 2030-12-31 | 1502 | 1619 | 1305 | 1059
13374 | Rheem | 610430-25/NPT-110-E | 2012-11-26 | 2030-12-31 | 1848 | 2027 | 1654 | 1397
13375 | Rheem | 610430-25/NPT-110-G | 2012-11-26 | 2030-12-31 | 1510 | 1625 | 1312 | 1065
13376 | Rheem | 610430-25/NPT-63-E | 2012-11-26 | 2030-12-31 | 1109 | 1270 | 1001 | 840
13377 | Rheem | 610430-25/NPT-63-G | 2012-11-26 | 2030-12-31 | 678 | 737 | 560 | 421
13378 | Rheem | 610430-25/NPT-64-E | 2012-11-26 | 2030-12-31 | 1129 | 1292 | 1019 | 855
13379 | Rheem | 610430-25/NPT-64-G | 2012-11-26 | 2030-12-31 | 705 | 768 | 585 | 442
13380 | Rheem | 610430-25/NPT-65-E | 2012-11-26 | 2030-12-31 | 1149 | 1314 | 1037 | 871
13381 | Rheem | 610430-25/NPT-65-G | 2012-11-26 | 2030-12-31 | 732 | 800 | 610 | 464
13382 | Rheem | 610430-25/NPT-66-E | 2012-11-26 | 2030-12-31 | 1169 | 1337 | 1056 | 887
13383 | Rheem | 610430-25/NPT-66-G | 2012-11-26 | 2030-12-31 | 760 | 831 | 635 | 486
13384 | Rheem | 610430-25/NPT-67-E | 2012-11-26 | 2030-12-31 | 1190 | 1359 | 1074 | 903
13385 | Rheem | 610430-25/NPT-67-G | 2012-11-26 | 2030-12-31 | 787 | 863 | 660 | 508
13386 | Rheem | 610430-25/NPT-68-E | 2012-11-26 | 2030-12-31 | 1210 | 1381 | 1092 | 919
13387 | Rheem | 610430-25/NPT-68-G | 2012-11-26 | 2030-12-31 | 814 | 894 | 685 | 529
13388 | Rheem | 610430-25/NPT-69-E | 2012-11-26 | 2030-12-31 | 1230 | 1404 | 1111 | 935
13389 | Rheem | 610430-25/NPT-69-G | 2012-11-26 | 2030-12-31 | 842 | 926 | 711 | 551
13390 | Rheem | 610430-25/NPT-70-E | 2012-11-26 | 2030-12-31 | 1250 | 1426 | 1129 | 950
13391 | Rheem | 610430-25/NPT-70-G | 2012-11-26 | 2030-12-31 | 869 | 958 | 736 | 573
13392 | Rheem | 610430-25/NPT-71-E | 2012-11-26 | 2030-12-31 | 1271 | 1448 | 1147 | 966
13393 | Rheem | 610430-25/NPT-71-G | 2012-11-26 | 2030-12-31 | 897 | 989 | 761 | 595
13394 | Rheem | 610430-25/NPT-72-E | 2012-11-26 | 2030-12-31 | 1291 | 1471 | 1166 | 982
13395 | Rheem | 610430-25/NPT-72-G | 2012-11-26 | 2030-12-31 | 924 | 1021 | 786 | 616
13396 | Rheem | 610430-25/NPT-73-E | 2012-11-26 | 2030-12-31 | 1311 | 1493 | 1184 | 998
13397 | Rheem | 610430-25/NPT-73-G | 2012-11-26 | 2030-12-31 | 951 | 1052 | 811 | 638
13398 | Rheem | 610430-25/NPT-74-E | 2012-11-26 | 2030-12-31 | 1331 | 1515 | 1202 | 1014
13399 | Rheem | 610430-25/NPT-74-G | 2012-11-26 | 2030-12-31 | 979 | 1084 | 836 | 660
13400 | Rheem | 610430-25/NPT-75-E | 2012-11-26 | 2030-12-31 | 1352 | 1538 | 1221 | 1030
13401 | Rheem | 610430-25/NPT-75-G | 2012-11-26 | 2030-12-31 | 1006 | 1116 | 862 | 682
13402 | Rheem | 610430-25/NPT-76-E | 2012-11-26 | 2030-12-31 | 1372 | 1560 | 1239 | 1045
13403 | Rheem | 610430-25/NPT-76-G | 2012-11-26 | 2030-12-31 | 1033 | 1147 | 887 | 703
13404 | Rheem | 610430-25/NPT-77-E | 2012-11-26 | 2030-12-31 | 1392 | 1582 | 1257 | 1061
13405 | Rheem | 610430-25/NPT-77-G | 2012-11-26 | 2030-12-31 | 1061 | 1179 | 912 | 725
13406 | Rheem | 610430-25/NPT-78-E | 2012-11-26 | 2030-12-31 | 1412 | 1605 | 1276 | 1077
13407 | Rheem | 610430-25/NPT-78-G | 2012-11-26 | 2030-12-31 | 1088 | 1210 | 937 | 747
13408 | Rheem | 610430-25/NPT-79-E | 2012-11-26 | 2030-12-31 | 1433 | 1627 | 1294 | 1093
13409 | Rheem | 610430-25/NPT-79-G | 2012-11-26 | 2030-12-31 | 1116 | 1242 | 962 | 769
13410 | Rheem | 610430-25/NPT-80-E | 2012-11-26 | 2030-12-31 | 1453 | 1649 | 1312 | 1109
13411 | Rheem | 610430-25/NPT-80-G | 2012-11-26 | 2030-12-31 | 1143 | 1273 | 987 | 790
13412 | Rheem | 610430-25/NPT-81-E | 2012-11-26 | 2030-12-31 | 1473 | 1672 | 1331 | 1125
13413 | Rheem | 610430-25/NPT-81-G | 2012-11-26 | 2030-12-31 | 1170 | 1305 | 1013 | 812
13414 | Rheem | 610430-25/NPT-82-E | 2012-11-26 | 2030-12-31 | 1493 | 1694 | 1349 | 1140
13415 | Rheem | 610430-25/NPT-82-G | 2012-11-26 | 2030-12-31 | 1198 | 1337 | 1038 | 834
13416 | Rheem | 610430-25/NPT-83-E | 2012-11-26 | 2030-12-31 | 1514 | 1716 | 1367 | 1156
13417 | Rheem | 610430-25/NPT-83-G | 2012-11-26 | 2030-12-31 | 1225 | 1368 | 1063 | 856
13418 | Rheem | 610430-25/NPT-84-E | 2012-11-26 | 2030-12-31 | 1534 | 1739 | 1386 | 1172
13419 | Rheem | 610430-25/NPT-84-G | 2012-11-26 | 2030-12-31 | 1252 | 1400 | 1088 | 877
13420 | Rheem | 610430-25/NPT-85-E | 2012-11-26 | 2030-12-31 | 1554 | 1761 | 1404 | 1188
13421 | Rheem | 610430-25/NPT-85-G | 2012-11-26 | 2030-12-31 | 1280 | 1431 | 1113 | 899
13422 | Rheem | 610430-25/NPT-86-E | 2012-11-26 | 2030-12-31 | 1574 | 1783 | 1422 | 1204
13423 | Rheem | 610430-25/NPT-86-G | 2012-11-26 | 2030-12-31 | 1307 | 1463 | 1138 | 921
13424 | Rheem | 610430-25/NPT-87-E | 2012-11-26 | 2030-12-31 | 1595 | 1806 | 1441 | 1220
13425 | Rheem | 610430-25/NPT-87-G | 2012-11-26 | 2030-12-31 | 1335 | 1495 | 1164 | 943
13426 | Rheem | 610430-25/NPT-88-E | 2012-11-26 | 2030-12-31 | 1606 | 1815 | 1450 | 1227
13427 | Rheem | 610430-25/NPT-88-G | 2012-11-26 | 2030-12-31 | 1342 | 1500 | 1170 | 948
13428 | Rheem | 610430-25/NPT-89-E | 2012-11-26 | 2030-12-31 | 1617 | 1825 | 1459 | 1235
13429 | Rheem | 610430-25/NPT-89-G | 2012-11-26 | 2030-12-31 | 1350 | 1506 | 1176 | 953
13430 | Rheem | 610430-25/NPT-90-E | 2012-11-26 | 2030-12-31 | 1628 | 1834 | 1468 | 1243
13431 | Rheem | 610430-25/NPT-90-G | 2012-11-26 | 2030-12-31 | 1357 | 1511 | 1183 | 958
13432 | Rheem | 610430-25/NPT-91-E | 2012-11-26 | 2030-12-31 | 1639 | 1844 | 1478 | 1250
13433 | Rheem | 610430-25/NPT-91-G | 2012-11-26 | 2030-12-31 | 1365 | 1517 | 1189 | 964
13434 | Rheem | 610430-25/NPT-92-E | 2012-11-26 | 2030-12-31 | 1650 | 1854 | 1487 | 1258
13435 | Rheem | 610430-25/NPT-92-G | 2012-11-26 | 2030-12-31 | 1373 | 1523 | 1196 | 969
13436 | Rheem | 610430-25/NPT-93-E | 2012-11-26 | 2030-12-31 | 1661 | 1863 | 1496 | 1266
13437 | Rheem | 610430-25/NPT-93-G | 2012-11-26 | 2030-12-31 | 1380 | 1528 | 1202 | 974
13438 | Rheem | 610430-25/NPT-94-E | 2012-11-26 | 2030-12-31 | 1672 | 1873 | 1505 | 1273
13439 | Rheem | 610430-25/NPT-94-G | 2012-11-26 | 2030-12-31 | 1388 | 1534 | 1209 | 980
13440 | Rheem | 610430-25/NPT-95-E | 2012-11-26 | 2030-12-31 | 1683 | 1882 | 1515 | 1281
13441 | Rheem | 610430-25/NPT-95-G | 2012-11-26 | 2030-12-31 | 1395 | 1540 | 1215 | 985
13442 | Rheem | 610430-25/NPT-96-E | 2012-11-26 | 2030-12-31 | 1694 | 1892 | 1524 | 1289
13443 | Rheem | 610430-25/NPT-96-G | 2012-11-26 | 2030-12-31 | 1403 | 1545 | 1221 | 990
13444 | Rheem | 610430-25/NPT-97-E | 2012-11-26 | 2030-12-31 | 1705 | 1902 | 1533 | 1296
13445 | Rheem | 610430-25/NPT-97-G | 2012-11-26 | 2030-12-31 | 1411 | 1551 | 1228 | 996
13446 | Rheem | 610430-25/NPT-98-E | 2012-11-26 | 2030-12-31 | 1716 | 1911 | 1542 | 1304
13447 | Rheem | 610430-25/NPT-98-G | 2012-11-26 | 2030-12-31 | 1418 | 1557 | 1234 | 1001
13448 | Rheem | 610430-25/NPT-99-E | 2012-11-26 | 2030-12-31 | 1727 | 1921 | 1552 | 1312
13449 | Rheem | 610430-25/NPT-99-G | 2012-11-26 | 2030-12-31 | 1426 | 1562 | 1241 | 1006
13450 | Rheem | 610430-26/AP07-100-E | 2014-03-01 | 2030-12-31 | 1770 | 1978 | 1594 | 1351
13451 | Rheem | 610430-26/AP07-100-G | 2014-03-01 | 2030-12-31 | 1473 | 1621 | 1286 | 1046
13452 | Rheem | 610430-26/AP07-101-E | 2014-03-01 | 2030-12-31 | 1781 | 1987 | 1603 | 1359
13453 | Rheem | 610430-26/AP07-101-G | 2014-03-01 | 2030-12-31 | 1481 | 1627 | 1292 | 1051
13454 | Rheem | 610430-26/AP07-102-E | 2014-03-01 | 2030-12-31 | 1792 | 1997 | 1613 | 1366
13455 | Rheem | 610430-26/AP07-102-G | 2014-03-01 | 2030-12-31 | 1488 | 1632 | 1299 | 1057
13456 | Rheem | 610430-26/AP07-103-E | 2014-03-01 | 2030-12-31 | 1803 | 2007 | 1622 | 1374
13457 | Rheem | 610430-26/AP07-103-G | 2014-03-01 | 2030-12-31 | 1496 | 1638 | 1305 | 1062
13458 | Rheem | 610430-26/AP07-104-E | 2014-03-01 | 2030-12-31 | 1814 | 2016 | 1631 | 1382
13459 | Rheem | 610430-26/AP07-104-G | 2014-03-01 | 2030-12-31 | 1504 | 1644 | 1311 | 1067
13460 | Rheem | 610430-26/AP07-105-E | 2014-03-01 | 2030-12-31 | 1825 | 2026 | 1641 | 1389
13461 | Rheem | 610430-26/AP07-105-G | 2014-03-01 | 2030-12-31 | 1511 | 1649 | 1318 | 1073
13462 | Rheem | 610430-26/AP07-106-E | 2014-03-01 | 2030-12-31 | 1836 | 2035 | 1650 | 1397
13463 | Rheem | 610430-26/AP07-106-G | 2014-03-01 | 2030-12-31 | 1519 | 1655 | 1324 | 1078
13464 | Rheem | 610430-26/AP07-107-E | 2014-03-01 | 2030-12-31 | 1847 | 2045 | 1659 | 1405
13465 | Rheem | 610430-26/AP07-107-G | 2014-03-01 | 2030-12-31 | 1526 | 1661 | 1331 | 1083
13466 | Rheem | 610430-26/AP07-108-E | 2014-03-01 | 2030-12-31 | 1858 | 2054 | 1668 | 1413
13467 | Rheem | 610430-26/AP07-108-G | 2014-03-01 | 2030-12-31 | 1534 | 1666 | 1337 | 1088
13468 | Rheem | 610430-26/AP07-109-E | 2014-03-01 | 2030-12-31 | 1869 | 2064 | 1678 | 1420
13469 | Rheem | 610430-26/AP07-109-G | 2014-03-01 | 2030-12-31 | 1541 | 1672 | 1343 | 1094
13470 | Rheem | 610430-26/AP07-110-E | 2014-03-01 | 2030-12-31 | 1880 | 2074 | 1687 | 1428
13471 | Rheem | 610430-26/AP07-110-G | 2014-03-01 | 2030-12-31 | 1549 | 1677 | 1350 | 1099
13472 | Rheem | 610430-26/AP07-111-E | 2014-03-01 | 2030-12-31 | 1891 | 2083 | 1696 | 1436
13473 | Rheem | 610430-26/AP07-111-G | 2014-03-01 | 2030-12-31 | 1556 | 1683 | 1356 | 1104
13474 | Rheem | 610430-26/AP07-112-E | 2014-03-01 | 2030-12-31 | 1902 | 2093 | 1706 | 1443
13475 | Rheem | 610430-26/AP07-112-G | 2014-03-01 | 2030-12-31 | 1564 | 1689 | 1362 | 1110
13476 | Rheem | 610430-26/AP07-113-E | 2014-03-01 | 2030-12-31 | 1913 | 2102 | 1715 | 1451
13477 | Rheem | 610430-26/AP07-113-G | 2014-03-01 | 2030-12-31 | 1571 | 1694 | 1369 | 1115
13478 | Rheem | 610430-26/AP07-114-E | 2014-03-01 | 2030-12-31 | 1924 | 2112 | 1724 | 1459
13479 | Rheem | 610430-26/AP07-114-G | 2014-03-01 | 2030-12-31 | 1579 | 1700 | 1375 | 1120
13480 | Rheem | 610430-26/AP07-115-E | 2014-03-01 | 2030-12-31 | 1935 | 2122 | 1734 | 1467
13481 | Rheem | 610430-26/AP07-115-G | 2014-03-01 | 2030-12-31 | 1587 | 1706 | 1382 | 1126
13482 | Rheem | 610430-26/AP07-66-E | 2014-03-01 | 2030-12-31 | 1166 | 1334 | 1053 | 886
13483 | Rheem | 610430-26/AP07-66-G | 2014-03-01 | 2030-12-31 | 800 | 884 | 675 | 521
13484 | Rheem | 610430-26/AP07-67-E | 2014-03-01 | 2030-12-31 | 1186 | 1356 | 1071 | 901
13485 | Rheem | 610430-26/AP07-67-G | 2014-03-01 | 2030-12-31 | 824 | 911 | 697 | 540
13486 | Rheem | 610430-26/AP07-68-E | 2014-03-01 | 2030-12-31 | 1206 | 1378 | 1089 | 917
13487 | Rheem | 610430-26/AP07-68-G | 2014-03-01 | 2030-12-31 | 848 | 938 | 719 | 559
13488 | Rheem | 610430-26/AP07-69-E | 2014-03-01 | 2030-12-31 | 1226 | 1400 | 1107 | 933
13489 | Rheem | 610430-26/AP07-69-G | 2014-03-01 | 2030-12-31 | 872 | 966 | 741 | 578
13490 | Rheem | 610430-26/AP07-70-E | 2014-03-01 | 2030-12-31 | 1246 | 1423 | 1126 | 949
13491 | Rheem | 610430-26/AP07-70-G | 2014-03-01 | 2030-12-31 | 896 | 993 | 763 | 597
13492 | Rheem | 610430-26/AP07-71-E | 2014-03-01 | 2030-12-31 | 1267 | 1445 | 1144 | 965
13493 | Rheem | 610430-26/AP07-71-G | 2014-03-01 | 2030-12-31 | 921 | 1021 | 785 | 616
13494 | Rheem | 610430-26/AP07-72-E | 2014-03-01 | 2030-12-31 | 1287 | 1467 | 1162 | 981
13495 | Rheem | 610430-26/AP07-72-G | 2014-03-01 | 2030-12-31 | 945 | 1048 | 807 | 635
13496 | Rheem | 610430-26/AP07-73-E | 2014-03-01 | 2030-12-31 | 1307 | 1490 | 1181 | 996
13497 | Rheem | 610430-26/AP07-73-G | 2014-03-01 | 2030-12-31 | 969 | 1076 | 830 | 654
13498 | Rheem | 610430-26/AP07-74-E | 2014-03-01 | 2030-12-31 | 1327 | 1512 | 1199 | 1012
13499 | Rheem | 610430-26/AP07-74-G | 2014-03-01 | 2030-12-31 | 993 | 1103 | 852 | 673
13500 | Rheem | 610430-26/AP07-75-E | 2014-03-01 | 2030-12-31 | 1348 | 1534 | 1217 | 1028
13501 | Rheem | 610430-26/AP07-75-G | 2014-03-01 | 2030-12-31 | 1018 | 1131 | 874 | 693
13502 | Rheem | 610430-26/AP07-76-E | 2014-03-01 | 2030-12-31 | 1368 | 1557 | 1236 | 1044
13503 | Rheem | 610430-26/AP07-76-G | 2014-03-01 | 2030-12-31 | 1042 | 1158 | 896 | 712
13504 | Rheem | 610430-26/AP07-77-E | 2014-03-01 | 2030-12-31 | 1388 | 1579 | 1254 | 1060
13505 | Rheem | 610430-26/AP07-77-G | 2014-03-01 | 2030-12-31 | 1066 | 1186 | 918 | 731
13506 | Rheem | 610430-26/AP07-78-E | 2014-03-01 | 2030-12-31 | 1408 | 1601 | 1272 | 1076
13507 | Rheem | 610430-26/AP07-78-G | 2014-03-01 | 2030-12-31 | 1090 | 1213 | 940 | 750
13508 | Rheem | 610430-26/AP07-79-E | 2014-03-01 | 2030-12-31 | 1429 | 1624 | 1291 | 1091
13509 | Rheem | 610430-26/AP07-79-G | 2014-03-01 | 2030-12-31 | 1115 | 1241 | 963 | 769
13510 | Rheem | 610430-26/AP07-80-E | 2014-03-01 | 2030-12-31 | 1449 | 1646 | 1309 | 1107
13511 | Rheem | 610430-26/AP07-80-G | 2014-03-01 | 2030-12-31 | 1139 | 1268 | 985 | 788
13512 | Rheem | 610430-26/AP07-81-E | 2014-03-01 | 2030-12-31 | 1469 | 1668 | 1327 | 1123
13513 | Rheem | 610430-26/AP07-81-G | 2014-03-01 | 2030-12-31 | 1163 | 1296 | 1007 | 807
13514 | Rheem | 610430-26/AP07-82-E | 2014-03-01 | 2030-12-31 | 1489 | 1691 | 1346 | 1139
13515 | Rheem | 610430-26/AP07-82-G | 2014-03-01 | 2030-12-31 | 1187 | 1323 | 1029 | 826
13516 | Rheem | 610430-26/AP07-83-E | 2014-03-01 | 2030-12-31 | 1510 | 1713 | 1364 | 1155
13517 | Rheem | 610430-26/AP07-83-G | 2014-03-01 | 2030-12-31 | 1212 | 1351 | 1051 | 846
13518 | Rheem | 610430-26/AP07-84-E | 2014-03-01 | 2030-12-31 | 1530 | 1735 | 1382 | 1171
13519 | Rheem | 610430-26/AP07-84-G | 2014-03-01 | 2030-12-31 | 1236 | 1378 | 1073 | 865
13520 | Rheem | 610430-26/AP07-85-E | 2014-03-01 | 2030-12-31 | 1550 | 1758 | 1401 | 1186
13521 | Rheem | 610430-26/AP07-85-G | 2014-03-01 | 2030-12-31 | 1260 | 1406 | 1096 | 884
13522 | Rheem | 610430-26/AP07-86-E | 2014-03-01 | 2030-12-31 | 1570 | 1780 | 1419 | 1202
13523 | Rheem | 610430-26/AP07-86-G | 2014-03-01 | 2030-12-31 | 1284 | 1433 | 1118 | 903
13524 | Rheem | 610430-26/AP07-87-E | 2014-03-01 | 2030-12-31 | 1591 | 1802 | 1437 | 1218
13525 | Rheem | 610430-26/AP07-87-G | 2014-03-01 | 2030-12-31 | 1309 | 1461 | 1140 | 922
13526 | Rheem | 610430-26/AP07-88-E | 2014-03-01 | 2030-12-31 | 1611 | 1825 | 1456 | 1234
13527 | Rheem | 610430-26/AP07-88-G | 2014-03-01 | 2030-12-31 | 1333 | 1488 | 1162 | 941
13528 | Rheem | 610430-26/AP07-89-E | 2014-03-01 | 2030-12-31 | 1631 | 1847 | 1474 | 1250
13529 | Rheem | 610430-26/AP07-89-G | 2014-03-01 | 2030-12-31 | 1357 | 1516 | 1184 | 960
13530 | Rheem | 610430-26/AP07-90-E | 2014-03-01 | 2030-12-31 | 1651 | 1869 | 1492 | 1266
13531 | Rheem | 610430-26/AP07-90-G | 2014-03-01 | 2030-12-31 | 1381 | 1543 | 1206 | 979
13532 | Rheem | 610430-26/AP07-91-E | 2014-03-01 | 2030-12-31 | 1672 | 1892 | 1511 | 1282
13533 | Rheem | 610430-26/AP07-91-G | 2014-03-01 | 2030-12-31 | 1406 | 1571 | 1229 | 999
13534 | Rheem | 610430-26/AP07-92-E | 2014-03-01 | 2030-12-31 | 1682 | 1901 | 1520 | 1289
13535 | Rheem | 610430-26/AP07-92-G | 2014-03-01 | 2030-12-31 | 1413 | 1576 | 1235 | 1004
13536 | Rheem | 610430-26/AP07-93-E | 2014-03-01 | 2030-12-31 | 1693 | 1911 | 1529 | 1297
13537 | Rheem | 610430-26/AP07-93-G | 2014-03-01 | 2030-12-31 | 1421 | 1582 | 1241 | 1009
13538 | Rheem | 610430-26/AP07-94-E | 2014-03-01 | 2030-12-31 | 1704 | 1920 | 1538 | 1305
13539 | Rheem | 610430-26/AP07-94-G | 2014-03-01 | 2030-12-31 | 1428 | 1587 | 1248 | 1014
13540 | Rheem | 610430-26/AP07-95-E | 2014-03-01 | 2030-12-31 | 1715 | 1930 | 1548 | 1312
13541 | Rheem | 610430-26/AP07-95-G | 2014-03-01 | 2030-12-31 | 1436 | 1593 | 1254 | 1020
13542 | Rheem | 610430-26/AP07-96-E | 2014-03-01 | 2030-12-31 | 1726 | 1939 | 1557 | 1320
13543 | Rheem | 610430-26/AP07-96-G | 2014-03-01 | 2030-12-31 | 1443 | 1599 | 1260 | 1025
13544 | Rheem | 610430-26/AP07-97-E | 2014-03-01 | 2030-12-31 | 1737 | 1949 | 1566 | 1328
13545 | Rheem | 610430-26/AP07-97-G | 2014-03-01 | 2030-12-31 | 1451 | 1604 | 1267 | 1030
13546 | Rheem | 610430-26/AP07-98-E | 2014-03-01 | 2030-12-31 | 1748 | 1959 | 1576 | 1335
13547 | Rheem | 610430-26/AP07-98-G | 2014-03-01 | 2030-12-31 | 1458 | 1610 | 1273 | 1036
13548 | Rheem | 610430-26/AP07-99-E | 2014-03-01 | 2030-12-31 | 1759 | 1968 | 1585 | 1343
13549 | Rheem | 610430-26/AP07-99-G | 2014-03-01 | 2030-12-31 | 1466 | 1616 | 1280 | 1041
13550 | Rheem | 610430-26/L-100-E | 2012-11-26 | 2030-12-31 | 1770 | 1978 | 1594 | 1351
13551 | Rheem | 610430-26/L-100-G | 2012-11-26 | 2030-12-31 | 1473 | 1621 | 1286 | 1046
13552 | Rheem | 610430-26/L-101-E | 2012-11-26 | 2030-12-31 | 1781 | 1987 | 1603 | 1359
13553 | Rheem | 610430-26/L-101-G | 2012-11-26 | 2030-12-31 | 1481 | 1627 | 1292 | 1051
13554 | Rheem | 610430-26/L-102-E | 2012-11-26 | 2030-12-31 | 1792 | 1997 | 1613 | 1366
13555 | Rheem | 610430-26/L-102-G | 2012-11-26 | 2030-12-31 | 1488 | 1632 | 1299 | 1057
13556 | Rheem | 610430-26/L-103-E | 2012-11-26 | 2030-12-31 | 1803 | 2007 | 1622 | 1374
13557 | Rheem | 610430-26/L-103-G | 2012-11-26 | 2030-12-31 | 1496 | 1638 | 1305 | 1062
13558 | Rheem | 610430-26/L-104-E | 2012-11-26 | 2030-12-31 | 1814 | 2016 | 1631 | 1382
13559 | Rheem | 610430-26/L-104-G | 2012-11-26 | 2030-12-31 | 1504 | 1644 | 1311 | 1067
13560 | Rheem | 610430-26/L-105-E | 2012-11-26 | 2030-12-31 | 1825 | 2026 | 1641 | 1389
13561 | Rheem | 610430-26/L-105-G | 2012-11-26 | 2030-12-31 | 1511 | 1649 | 1318 | 1073
13562 | Rheem | 610430-26/L-106-E | 2012-11-26 | 2030-12-31 | 1836 | 2035 | 1650 | 1397
13563 | Rheem | 610430-26/L-106-G | 2012-11-26 | 2030-12-31 | 1519 | 1655 | 1324 | 1078
13564 | Rheem | 610430-26/L-107-E | 2012-11-26 | 2030-12-31 | 1847 | 2045 | 1659 | 1405
13565 | Rheem | 610430-26/L-107-G | 2012-11-26 | 2030-12-31 | 1526 | 1661 | 1331 | 1083
13566 | Rheem | 610430-26/L-108-E | 2012-11-26 | 2030-12-31 | 1858 | 2054 | 1668 | 1413
13567 | Rheem | 610430-26/L-108-G | 2012-11-26 | 2030-12-31 | 1534 | 1666 | 1337 | 1088
13568 | Rheem | 610430-26/L-109-E | 2012-11-26 | 2030-12-31 | 1869 | 2064 | 1678 | 1420
13569 | Rheem | 610430-26/L-109-G | 2012-11-26 | 2030-12-31 | 1541 | 1672 | 1343 | 1094
13570 | Rheem | 610430-26/L-110-E | 2012-11-26 | 2030-12-31 | 1880 | 2074 | 1687 | 1428
13571 | Rheem | 610430-26/L-110-G | 2012-11-26 | 2030-12-31 | 1549 | 1677 | 1350 | 1099
13572 | Rheem | 610430-26/L-111-E | 2012-11-26 | 2030-12-31 | 1891 | 2083 | 1696 | 1436
13573 | Rheem | 610430-26/L-111-G | 2012-11-26 | 2030-12-31 | 1556 | 1683 | 1356 | 1104
13574 | Rheem | 610430-26/L-112-E | 2012-11-26 | 2030-12-31 | 1902 | 2093 | 1706 | 1443
13575 | Rheem | 610430-26/L-112-G | 2012-11-26 | 2030-12-31 | 1564 | 1689 | 1362 | 1110
13576 | Rheem | 610430-26/L-113-E | 2012-11-26 | 2030-12-31 | 1913 | 2102 | 1715 | 1451
13577 | Rheem | 610430-26/L-113-G | 2012-11-26 | 2030-12-31 | 1571 | 1694 | 1369 | 1115
13578 | Rheem | 610430-26/L-114-E | 2012-11-26 | 2030-12-31 | 1924 | 2112 | 1724 | 1459
13579 | Rheem | 610430-26/L-114-G | 2012-11-26 | 2030-12-31 | 1579 | 1700 | 1375 | 1120
13580 | Rheem | 610430-26/L-115-E | 2012-11-26 | 2030-12-31 | 1935 | 2122 | 1734 | 1467
13581 | Rheem | 610430-26/L-115-G | 2012-11-26 | 2030-12-31 | 1587 | 1706 | 1382 | 1126
13582 | Rheem | 610430-26/L-66-E | 2012-11-26 | 2030-12-31 | 1166 | 1334 | 1053 | 886
13583 | Rheem | 610430-26/L-66-G | 2012-11-26 | 2030-12-31 | 800 | 884 | 675 | 521
13584 | Rheem | 610430-26/L-67-E | 2012-11-26 | 2030-12-31 | 1186 | 1356 | 1071 | 901
13585 | Rheem | 610430-26/L-67-G | 2012-11-26 | 2030-12-31 | 824 | 911 | 697 | 540
13586 | Rheem | 610430-26/L-68-E | 2012-11-26 | 2030-12-31 | 1206 | 1378 | 1089 | 917
13587 | Rheem | 610430-26/L-68-G | 2012-11-26 | 2030-12-31 | 848 | 938 | 719 | 559
13588 | Rheem | 610430-26/L-69-E | 2012-11-26 | 2030-12-31 | 1226 | 1400 | 1107 | 933
13589 | Rheem | 610430-26/L-69-G | 2012-11-26 | 2030-12-31 | 872 | 966 | 741 | 578
13590 | Rheem | 610430-26/L-70-E | 2012-11-26 | 2030-12-31 | 1246 | 1423 | 1126 | 949
13591 | Rheem | 610430-26/L-70-G | 2012-11-26 | 2030-12-31 | 896 | 993 | 763 | 597
13592 | Rheem | 610430-26/L-71-E | 2012-11-26 | 2030-12-31 | 1267 | 1445 | 1144 | 965
13593 | Rheem | 610430-26/L-71-G | 2012-11-26 | 2030-12-31 | 921 | 1021 | 785 | 616
13594 | Rheem | 610430-26/L-72-E | 2012-11-26 | 2030-12-31 | 1287 | 1467 | 1162 | 981
13595 | Rheem | 610430-26/L-72-G | 2012-11-26 | 2030-12-31 | 945 | 1048 | 807 | 635
13596 | Rheem | 610430-26/L-73-E | 2012-11-26 | 2030-12-31 | 1307 | 1490 | 1181 | 996
13597 | Rheem | 610430-26/L-73-G | 2012-11-26 | 2030-12-31 | 969 | 1076 | 830 | 654
13598 | Rheem | 610430-26/L-74-E | 2012-11-26 | 2030-12-31 | 1327 | 1512 | 1199 | 1012
13599 | Rheem | 610430-26/L-74-G | 2012-11-26 | 2030-12-31 | 993 | 1103 | 852 | 673
13600 | Rheem | 610430-26/L-75-E | 2012-11-26 | 2030-12-31 | 1348 | 1534 | 1217 | 1028
13601 | Rheem | 610430-26/L-75-G | 2012-11-26 | 2030-12-31 | 1018 | 1131 | 874 | 693
13602 | Rheem | 610430-26/L-76-E | 2012-11-26 | 2030-12-31 | 1368 | 1557 | 1236 | 1044
13603 | Rheem | 610430-26/L-76-G | 2012-11-26 | 2030-12-31 | 1042 | 1158 | 896 | 712
13604 | Rheem | 610430-26/L-77-E | 2012-11-26 | 2030-12-31 | 1388 | 1579 | 1254 | 1060
13605 | Rheem | 610430-26/L-77-G | 2012-11-26 | 2030-12-31 | 1066 | 1186 | 918 | 731
13606 | Rheem | 610430-26/L-78-E | 2012-11-26 | 2030-12-31 | 1408 | 1601 | 1272 | 1076
13607 | Rheem | 610430-26/L-78-G | 2012-11-26 | 2030-12-31 | 1090 | 1213 | 940 | 750
13608 | Rheem | 610430-26/L-79-E | 2012-11-26 | 2030-12-31 | 1429 | 1624 | 1291 | 1091
13609 | Rheem | 610430-26/L-79-G | 2012-11-26 | 2030-12-31 | 1115 | 1241 | 963 | 769
13610 | Rheem | 610430-26/L-80-E | 2012-11-26 | 2030-12-31 | 1449 | 1646 | 1309 | 1107
13611 | Rheem | 610430-26/L-80-G | 2012-11-26 | 2030-12-31 | 1139 | 1268 | 985 | 788
13612 | Rheem | 610430-26/L-81-E | 2012-11-26 | 2030-12-31 | 1469 | 1668 | 1327 | 1123
13613 | Rheem | 610430-26/L-81-G | 2012-11-26 | 2030-12-31 | 1163 | 1296 | 1007 | 807
13614 | Rheem | 610430-26/L-82-E | 2012-11-26 | 2030-12-31 | 1489 | 1691 | 1346 | 1139
13615 | Rheem | 610430-26/L-82-G | 2012-11-26 | 2030-12-31 | 1187 | 1323 | 1029 | 826
13616 | Rheem | 610430-26/L-83-E | 2012-11-26 | 2030-12-31 | 1510 | 1713 | 1364 | 1155
13617 | Rheem | 610430-26/L-83-G | 2012-11-26 | 2030-12-31 | 1212 | 1351 | 1051 | 846
13618 | Rheem | 610430-26/L-84-E | 2012-11-26 | 2030-12-31 | 1530 | 1735 | 1382 | 1171
13619 | Rheem | 610430-26/L-84-G | 2012-11-26 | 2030-12-31 | 1236 | 1378 | 1073 | 865
13620 | Rheem | 610430-26/L-85-E | 2012-11-26 | 2030-12-31 | 1550 | 1758 | 1401 | 1186
13621 | Rheem | 610430-26/L-85-G | 2012-11-26 | 2030-12-31 | 1260 | 1406 | 1096 | 884
13622 | Rheem | 610430-26/L-86-E | 2012-11-26 | 2030-12-31 | 1570 | 1780 | 1419 | 1202
13623 | Rheem | 610430-26/L-86-G | 2012-11-26 | 2030-12-31 | 1284 | 1433 | 1118 | 903
13624 | Rheem | 610430-26/L-87-E | 2012-11-26 | 2030-12-31 | 1591 | 1802 | 1437 | 1218
13625 | Rheem | 610430-26/L-87-G | 2012-11-26 | 2030-12-31 | 1309 | 1461 | 1140 | 922
13626 | Rheem | 610430-26/L-88-E | 2012-11-26 | 2030-12-31 | 1611 | 1825 | 1456 | 1234
13627 | Rheem | 610430-26/L-88-G | 2012-11-26 | 2030-12-31 | 1333 | 1488 | 1162 | 941
13628 | Rheem | 610430-26/L-89-E | 2012-11-26 | 2030-12-31 | 1631 | 1847 | 1474 | 1250
13629 | Rheem | 610430-26/L-89-G | 2012-11-26 | 2030-12-31 | 1357 | 1516 | 1184 | 960
13630 | Rheem | 610430-26/L-90-E | 2012-11-26 | 2030-12-31 | 1651 | 1869 | 1492 | 1266
13631 | Rheem | 610430-26/L-90-G | 2012-11-26 | 2030-12-31 | 1381 | 1543 | 1206 | 979
13632 | Rheem | 610430-26/L-91-E | 2012-11-26 | 2030-12-31 | 1672 | 1892 | 1511 | 1282
13633 | Rheem | 610430-26/L-91-G | 2012-11-26 | 2030-12-31 | 1406 | 1571 | 1229 | 999
13634 | Rheem | 610430-26/L-92-E | 2012-11-26 | 2030-12-31 | 1682 | 1901 | 1520 | 1289
13635 | Rheem | 610430-26/L-92-G | 2012-11-26 | 2030-12-31 | 1413 | 1576 | 1235 | 1004
13636 | Rheem | 610430-26/L-93-E | 2012-11-26 | 2030-12-31 | 1693 | 1911 | 1529 | 1297
13637 | Rheem | 610430-26/L-93-G | 2012-11-26 | 2030-12-31 | 1421 | 1582 | 1241 | 1009
13638 | Rheem | 610430-26/L-94-E | 2012-11-26 | 2030-12-31 | 1704 | 1920 | 1538 | 1305
13639 | Rheem | 610430-26/L-94-G | 2012-11-26 | 2030-12-31 | 1428 | 1587 | 1248 | 1014
13640 | Rheem | 610430-26/L-95-E | 2012-11-26 | 2030-12-31 | 1715 | 1930 | 1548 | 1312
13641 | Rheem | 610430-26/L-95-G | 2012-11-26 | 2030-12-31 | 1436 | 1593 | 1254 | 1020
13642 | Rheem | 610430-26/L-96-E | 2012-11-26 | 2030-12-31 | 1726 | 1939 | 1557 | 1320
13643 | Rheem | 610430-26/L-96-G | 2012-11-26 | 2030-12-31 | 1443 | 1599 | 1260 | 1025
13644 | Rheem | 610430-26/L-97-E | 2012-11-26 | 2030-12-31 | 1737 | 1949 | 1566 | 1328
13645 | Rheem | 610430-26/L-97-G | 2012-11-26 | 2030-12-31 | 1451 | 1604 | 1267 | 1030
13646 | Rheem | 610430-26/L-98-E | 2012-11-26 | 2030-12-31 | 1748 | 1959 | 1576 | 1335
13647 | Rheem | 610430-26/L-98-G | 2012-11-26 | 2030-12-31 | 1458 | 1610 | 1273 | 1036
13648 | Rheem | 610430-26/L-99-E | 2012-11-26 | 2030-12-31 | 1759 | 1968 | 1585 | 1343
13649 | Rheem | 610430-26/L-99-G | 2012-11-26 | 2030-12-31 | 1466 | 1616 | 1280 | 1041
13650 | Rheem | 610430-26/NPT-100-E | 2012-11-26 | 2030-12-31 | 1770 | 1978 | 1594 | 1351
13651 | Rheem | 610430-26/NPT-100-G | 2012-11-26 | 2030-12-31 | 1473 | 1621 | 1286 | 1046
13652 | Rheem | 610430-26/NPT-101-E | 2012-11-26 | 2030-12-31 | 1781 | 1987 | 1603 | 1359
13653 | Rheem | 610430-26/NPT-101-G | 2012-11-26 | 2030-12-31 | 1481 | 1627 | 1292 | 1051
13654 | Rheem | 610430-26/NPT-102-E | 2012-11-26 | 2030-12-31 | 1792 | 1997 | 1613 | 1366
13655 | Rheem | 610430-26/NPT-102-G | 2012-11-26 | 2030-12-31 | 1488 | 1632 | 1299 | 1057
13656 | Rheem | 610430-26/NPT-103-E | 2012-11-26 | 2030-12-31 | 1803 | 2007 | 1622 | 1374
13657 | Rheem | 610430-26/NPT-103-G | 2012-11-26 | 2030-12-31 | 1496 | 1638 | 1305 | 1062
13658 | Rheem | 610430-26/NPT-104-E | 2012-11-26 | 2030-12-31 | 1814 | 2016 | 1631 | 1382
13659 | Rheem | 610430-26/NPT-104-G | 2012-11-26 | 2030-12-31 | 1504 | 1644 | 1311 | 1067
13660 | Rheem | 610430-26/NPT-105-E | 2012-11-26 | 2030-12-31 | 1825 | 2026 | 1641 | 1389
13661 | Rheem | 610430-26/NPT-105-G | 2012-11-26 | 2030-12-31 | 1511 | 1649 | 1318 | 1073
13662 | Rheem | 610430-26/NPT-106-E | 2012-11-26 | 2030-12-31 | 1836 | 2035 | 1650 | 1397
13663 | Rheem | 610430-26/NPT-106-G | 2012-11-26 | 2030-12-31 | 1519 | 1655 | 1324 | 1078
13664 | Rheem | 610430-26/NPT-107-E | 2012-11-26 | 2030-12-31 | 1847 | 2045 | 1659 | 1405
13665 | Rheem | 610430-26/NPT-107-G | 2012-11-26 | 2030-12-31 | 1526 | 1661 | 1331 | 1083
13666 | Rheem | 610430-26/NPT-108-E | 2012-11-26 | 2030-12-31 | 1858 | 2054 | 1668 | 1413
13667 | Rheem | 610430-26/NPT-108-G | 2012-11-26 | 2030-12-31 | 1534 | 1666 | 1337 | 1088
13668 | Rheem | 610430-26/NPT-109-E | 2012-11-26 | 2030-12-31 | 1869 | 2064 | 1678 | 1420
13669 | Rheem | 610430-26/NPT-109-G | 2012-11-26 | 2030-12-31 | 1541 | 1672 | 1343 | 1094
13670 | Rheem | 610430-26/NPT-110-E | 2012-11-26 | 2030-12-31 | 1880 | 2074 | 1687 | 1428
13671 | Rheem | 610430-26/NPT-110-G | 2012-11-26 | 2030-12-31 | 1549 | 1677 | 1350 | 1099
13672 | Rheem | 610430-26/NPT-111-E | 2012-11-26 | 2030-12-31 | 1891 | 2083 | 1696 | 1436
13673 | Rheem | 610430-26/NPT-111-G | 2012-11-26 | 2030-12-31 | 1556 | 1683 | 1356 | 1104
13674 | Rheem | 610430-26/NPT-112-E | 2012-11-26 | 2030-12-31 | 1902 | 2093 | 1706 | 1443
13675 | Rheem | 610430-26/NPT-112-G | 2012-11-26 | 2030-12-31 | 1564 | 1689 | 1362 | 1110
13676 | Rheem | 610430-26/NPT-113-E | 2012-11-26 | 2030-12-31 | 1913 | 2102 | 1715 | 1451
13677 | Rheem | 610430-26/NPT-113-G | 2012-11-26 | 2030-12-31 | 1571 | 1694 | 1369 | 1115
13678 | Rheem | 610430-26/NPT-114-E | 2012-11-26 | 2030-12-31 | 1924 | 2112 | 1724 | 1459
13679 | Rheem | 610430-26/NPT-114-G | 2012-11-26 | 2030-12-31 | 1579 | 1700 | 1375 | 1120
13680 | Rheem | 610430-26/NPT-115-E | 2012-11-26 | 2030-12-31 | 1935 | 2122 | 1734 | 1467
13681 | Rheem | 610430-26/NPT-115-G | 2012-11-26 | 2030-12-31 | 1587 | 1706 | 1382 | 1126
13682 | Rheem | 610430-26/NPT-66-E | 2012-11-26 | 2030-12-31 | 1166 | 1334 | 1053 | 886
13683 | Rheem | 610430-26/NPT-66-G | 2012-11-26 | 2030-12-31 | 800 | 884 | 675 | 521
13684 | Rheem | 610430-26/NPT-67-E | 2012-11-26 | 2030-12-31 | 1186 | 1356 | 1071 | 901
13685 | Rheem | 610430-26/NPT-67-G | 2012-11-26 | 2030-12-31 | 824 | 911 | 697 | 540
13686 | Rheem | 610430-26/NPT-68-E | 2012-11-26 | 2030-12-31 | 1206 | 1378 | 1089 | 917
13687 | Rheem | 610430-26/NPT-68-G | 2012-11-26 | 2030-12-31 | 848 | 938 | 719 | 559
13688 | Rheem | 610430-26/NPT-69-E | 2012-11-26 | 2030-12-31 | 1226 | 1400 | 1107 | 933
13689 | Rheem | 610430-26/NPT-69-G | 2012-11-26 | 2030-12-31 | 872 | 966 | 741 | 578
13690 | Rheem | 610430-26/NPT-70-E | 2012-11-26 | 2030-12-31 | 1246 | 1423 | 1126 | 949
13691 | Rheem | 610430-26/NPT-70-G | 2012-11-26 | 2030-12-31 | 896 | 993 | 763 | 597
13692 | Rheem | 610430-26/NPT-71-E | 2012-11-26 | 2030-12-31 | 1267 | 1445 | 1144 | 965
13693 | Rheem | 610430-26/NPT-71-G | 2012-11-26 | 2030-12-31 | 921 | 1021 | 785 | 616
13694 | Rheem | 610430-26/NPT-72-E | 2012-11-26 | 2030-12-31 | 1287 | 1467 | 1162 | 981
13695 | Rheem | 610430-26/NPT-72-G | 2012-11-26 | 2030-12-31 | 945 | 1048 | 807 | 635
13696 | Rheem | 610430-26/NPT-73-E | 2012-11-26 | 2030-12-31 | 1307 | 1490 | 1181 | 996
13697 | Rheem | 610430-26/NPT-73-G | 2012-11-26 | 2030-12-31 | 969 | 1076 | 830 | 654
13698 | Rheem | 610430-26/NPT-74-E | 2012-11-26 | 2030-12-31 | 1327 | 1512 | 1199 | 1012
13699 | Rheem | 610430-26/NPT-74-G | 2012-11-26 | 2030-12-31 | 993 | 1103 | 852 | 673
13700 | Rheem | 610430-26/NPT-75-E | 2012-11-26 | 2030-12-31 | 1348 | 1534 | 1217 | 1028
13701 | Rheem | 610430-26/NPT-75-G | 2012-11-26 | 2030-12-31 | 1018 | 1131 | 874 | 693
13702 | Rheem | 610430-26/NPT-76-E | 2012-11-26 | 2030-12-31 | 1368 | 1557 | 1236 | 1044
13703 | Rheem | 610430-26/NPT-76-G | 2012-11-26 | 2030-12-31 | 1042 | 1158 | 896 | 712
13704 | Rheem | 610430-26/NPT-77-E | 2012-11-26 | 2030-12-31 | 1388 | 1579 | 1254 | 1060
13705 | Rheem | 610430-26/NPT-77-G | 2012-11-26 | 2030-12-31 | 1066 | 1186 | 918 | 731
13706 | Rheem | 610430-26/NPT-78-E | 2012-11-26 | 2030-12-31 | 1408 | 1601 | 1272 | 1076
13707 | Rheem | 610430-26/NPT-78-G | 2012-11-26 | 2030-12-31 | 1090 | 1213 | 940 | 750
13708 | Rheem | 610430-26/NPT-79-E | 2012-11-26 | 2030-12-31 | 1429 | 1624 | 1291 | 1091
13709 | Rheem | 610430-26/NPT-79-G | 2012-11-26 | 2030-12-31 | 1115 | 1241 | 963 | 769
13710 | Rheem | 610430-26/NPT-80-E | 2012-11-26 | 2030-12-31 | 1449 | 1646 | 1309 | 1107
13711 | Rheem | 610430-26/NPT-80-G | 2012-11-26 | 2030-12-31 | 1139 | 1268 | 985 | 788
13712 | Rheem | 610430-26/NPT-81-E | 2012-11-26 | 2030-12-31 | 1469 | 1668 | 1327 | 1123
13713 | Rheem | 610430-26/NPT-81-G | 2012-11-26 | 2030-12-31 | 1163 | 1296 | 1007 | 807
13714 | Rheem | 610430-26/NPT-82-E | 2012-11-26 | 2030-12-31 | 1489 | 1691 | 1346 | 1139
13715 | Rheem | 610430-26/NPT-82-G | 2012-11-26 | 2030-12-31 | 1187 | 1323 | 1029 | 826
13716 | Rheem | 610430-26/NPT-83-E | 2012-11-26 | 2030-12-31 | 1510 | 1713 | 1364 | 1155
13717 | Rheem | 610430-26/NPT-83-G | 2012-11-26 | 2030-12-31 | 1212 | 1351 | 1051 | 846
13718 | Rheem | 610430-26/NPT-84-E | 2012-11-26 | 2030-12-31 | 1530 | 1735 | 1382 | 1171
13719 | Rheem | 610430-26/NPT-84-G | 2012-11-26 | 2030-12-31 | 1236 | 1378 | 1073 | 865
13720 | Rheem | 610430-26/NPT-85-E | 2012-11-26 | 2030-12-31 | 1550 | 1758 | 1401 | 1186
13721 | Rheem | 610430-26/NPT-85-G | 2012-11-26 | 2030-12-31 | 1260 | 1406 | 1096 | 884
13722 | Rheem | 610430-26/NPT-86-E | 2012-11-26 | 2030-12-31 | 1570 | 1780 | 1419 | 1202
13723 | Rheem | 610430-26/NPT-86-G | 2012-11-26 | 2030-12-31 | 1284 | 1433 | 1118 | 903
13724 | Rheem | 610430-26/NPT-87-E | 2012-11-26 | 2030-12-31 | 1591 | 1802 | 1437 | 1218
13725 | Rheem | 610430-26/NPT-87-G | 2012-11-26 | 2030-12-31 | 1309 | 1461 | 1140 | 922
13726 | Rheem | 610430-26/NPT-88-E | 2012-11-26 | 2030-12-31 | 1611 | 1825 | 1456 | 1234
13727 | Rheem | 610430-26/NPT-88-G | 2012-11-26 | 2030-12-31 | 1333 | 1488 | 1162 | 941
13728 | Rheem | 610430-26/NPT-89-E | 2012-11-26 | 2030-12-31 | 1631 | 1847 | 1474 | 1250
13729 | Rheem | 610430-26/NPT-89-G | 2012-11-26 | 2030-12-31 | 1357 | 1516 | 1184 | 960
13730 | Rheem | 610430-26/NPT-90-E | 2012-11-26 | 2030-12-31 | 1651 | 1869 | 1492 | 1266
13731 | Rheem | 610430-26/NPT-90-G | 2012-11-26 | 2030-12-31 | 1381 | 1543 | 1206 | 979
13732 | Rheem | 610430-26/NPT-91-E | 2012-11-26 | 2030-12-31 | 1672 | 1892 | 1511 | 1282
13733 | Rheem | 610430-26/NPT-91-G | 2012-11-26 | 2030-12-31 | 1406 | 1571 | 1229 | 999
13734 | Rheem | 610430-26/NPT-92-E | 2012-11-26 | 2030-12-31 | 1682 | 1901 | 1520 | 1289
13735 | Rheem | 610430-26/NPT-92-G | 2012-11-26 | 2030-12-31 | 1413 | 1576 | 1235 | 1004
13736 | Rheem | 610430-26/NPT-93-E | 2012-11-26 | 2030-12-31 | 1693 | 1911 | 1529 | 1297
13737 | Rheem | 610430-26/NPT-93-G | 2012-11-26 | 2030-12-31 | 1421 | 1582 | 1241 | 1009
13738 | Rheem | 610430-26/NPT-94-E | 2012-11-26 | 2030-12-31 | 1704 | 1920 | 1538 | 1305
13739 | Rheem | 610430-26/NPT-94-G | 2012-11-26 | 2030-12-31 | 1428 | 1587 | 1248 | 1014
13740 | Rheem | 610430-26/NPT-95-E | 2012-11-26 | 2030-12-31 | 1715 | 1930 | 1548 | 1312
13741 | Rheem | 610430-26/NPT-95-G | 2012-11-26 | 2030-12-31 | 1436 | 1593 | 1254 | 1020
13742 | Rheem | 610430-26/NPT-96-E | 2012-11-26 | 2030-12-31 | 1726 | 1939 | 1557 | 1320
13743 | Rheem | 610430-26/NPT-96-G | 2012-11-26 | 2030-12-31 | 1443 | 1599 | 1260 | 1025
13744 | Rheem | 610430-26/NPT-97-E | 2012-11-26 | 2030-12-31 | 1737 | 1949 | 1566 | 1328
13745 | Rheem | 610430-26/NPT-97-G | 2012-11-26 | 2030-12-31 | 1451 | 1604 | 1267 | 1030
13746 | Rheem | 610430-26/NPT-98-E | 2012-11-26 | 2030-12-31 | 1748 | 1959 | 1576 | 1335
13747 | Rheem | 610430-26/NPT-98-G | 2012-11-26 | 2030-12-31 | 1458 | 1610 | 1273 | 1036
13748 | Rheem | 610430-26/NPT-99-E | 2012-11-26 | 2030-12-31 | 1759 | 1968 | 1585 | 1343
13749 | Rheem | 610430-26/NPT-99-G | 2012-11-26 | 2030-12-31 | 1466 | 1616 | 1280 | 1041
13750 | Rheem | 610430-27/AP07-100-E | 2014-03-01 | 2030-12-31 | 1796 | 2017 | 1622 | 1376
13751 | Rheem | 610430-27/AP07-100-G | 2014-03-01 | 2030-12-31 | 1506 | 1664 | 1318 | 1074
13752 | Rheem | 610430-27/AP07-101-E | 2014-03-01 | 2030-12-31 | 1808 | 2027 | 1632 | 1384
13753 | Rheem | 610430-27/AP07-101-G | 2014-03-01 | 2030-12-31 | 1514 | 1670 | 1324 | 1080
13754 | Rheem | 610430-27/AP07-102-E | 2014-03-01 | 2030-12-31 | 1819 | 2037 | 1641 | 1392
13755 | Rheem | 610430-27/AP07-102-G | 2014-03-01 | 2030-12-31 | 1522 | 1676 | 1331 | 1085
13756 | Rheem | 610430-27/AP07-103-E | 2014-03-01 | 2030-12-31 | 1830 | 2047 | 1651 | 1400
13757 | Rheem | 610430-27/AP07-103-G | 2014-03-01 | 2030-12-31 | 1529 | 1682 | 1338 | 1091
13758 | Rheem | 610430-27/AP07-104-E | 2014-03-01 | 2030-12-31 | 1842 | 2057 | 1661 | 1408
13759 | Rheem | 610430-27/AP07-104-G | 2014-03-01 | 2030-12-31 | 1537 | 1688 | 1344 | 1097
13760 | Rheem | 610430-27/AP07-105-E | 2014-03-01 | 2030-12-31 | 1853 | 2067 | 1670 | 1416
13761 | Rheem | 610430-27/AP07-105-G | 2014-03-01 | 2030-12-31 | 1545 | 1694 | 1351 | 1102
13762 | Rheem | 610430-27/AP07-106-E | 2014-03-01 | 2030-12-31 | 1864 | 2077 | 1680 | 1424
13763 | Rheem | 610430-27/AP07-106-G | 2014-03-01 | 2030-12-31 | 1553 | 1700 | 1358 | 1108
13764 | Rheem | 610430-27/AP07-107-E | 2014-03-01 | 2030-12-31 | 1876 | 2087 | 1690 | 1432
13765 | Rheem | 610430-27/AP07-107-G | 2014-03-01 | 2030-12-31 | 1561 | 1707 | 1365 | 1114
13766 | Rheem | 610430-27/AP07-108-E | 2014-03-01 | 2030-12-31 | 1887 | 2097 | 1699 | 1440
13767 | Rheem | 610430-27/AP07-108-G | 2014-03-01 | 2030-12-31 | 1569 | 1713 | 1371 | 1119
13768 | Rheem | 610430-27/AP07-109-E | 2014-03-01 | 2030-12-31 | 1898 | 2107 | 1709 | 1448
13769 | Rheem | 610430-27/AP07-109-G | 2014-03-01 | 2030-12-31 | 1577 | 1719 | 1378 | 1125
13770 | Rheem | 610430-27/AP07-110-E | 2014-03-01 | 2030-12-31 | 1909 | 2117 | 1718 | 1456
13771 | Rheem | 610430-27/AP07-110-G | 2014-03-01 | 2030-12-31 | 1585 | 1725 | 1385 | 1130
13772 | Rheem | 610430-27/AP07-111-E | 2014-03-01 | 2030-12-31 | 1921 | 2127 | 1728 | 1464
13773 | Rheem | 610430-27/AP07-111-G | 2014-03-01 | 2030-12-31 | 1593 | 1731 | 1391 | 1136
13774 | Rheem | 610430-27/AP07-112-E | 2014-03-01 | 2030-12-31 | 1932 | 2137 | 1738 | 1472
13775 | Rheem | 610430-27/AP07-112-G | 2014-03-01 | 2030-12-31 | 1600 | 1737 | 1398 | 1142
13776 | Rheem | 610430-27/AP07-113-E | 2014-03-01 | 2030-12-31 | 1943 | 2147 | 1747 | 1480
13777 | Rheem | 610430-27/AP07-113-G | 2014-03-01 | 2030-12-31 | 1608 | 1743 | 1405 | 1147
13778 | Rheem | 610430-27/AP07-114-E | 2014-03-01 | 2030-12-31 | 1955 | 2157 | 1757 | 1488
13779 | Rheem | 610430-27/AP07-114-G | 2014-03-01 | 2030-12-31 | 1616 | 1749 | 1411 | 1153
13780 | Rheem | 610430-27/AP07-115-E | 2014-03-01 | 2030-12-31 | 1966 | 2167 | 1766 | 1496
13781 | Rheem | 610430-27/AP07-115-G | 2014-03-01 | 2030-12-31 | 1624 | 1755 | 1418 | 1158
13782 | Rheem | 610430-27/AP07-116-E | 2014-03-01 | 2030-12-31 | 1977 | 2177 | 1776 | 1504
13783 | Rheem | 610430-27/AP07-116-G | 2014-03-01 | 2030-12-31 | 1632 | 1761 | 1425 | 1164
13784 | Rheem | 610430-27/AP07-117-E | 2014-03-01 | 2030-12-31 | 1989 | 2187 | 1786 | 1512
13785 | Rheem | 610430-27/AP07-117-G | 2014-03-01 | 2030-12-31 | 1640 | 1767 | 1431 | 1170
13786 | Rheem | 610430-27/AP07-118-E | 2014-03-01 | 2030-12-31 | 2000 | 2197 | 1795 | 1520
13787 | Rheem | 610430-27/AP07-118-G | 2014-03-01 | 2030-12-31 | 1648 | 1773 | 1438 | 1175
13788 | Rheem | 610430-27/AP07-119-E | 2014-03-01 | 2030-12-31 | 2011 | 2207 | 1805 | 1528
13789 | Rheem | 610430-27/AP07-119-G | 2014-03-01 | 2030-12-31 | 1656 | 1779 | 1445 | 1181
13790 | Rheem | 610430-27/AP07-120-E | 2014-03-01 | 2030-12-31 | 2023 | 2218 | 1815 | 1537
13791 | Rheem | 610430-27/AP07-120-G | 2014-03-01 | 2030-12-31 | 1664 | 1786 | 1452 | 1187
13792 | Rheem | 610430-27/AP07-68-E | 2014-03-01 | 2030-12-31 | 1203 | 1375 | 1087 | 916
13793 | Rheem | 610430-27/AP07-68-G | 2014-03-01 | 2030-12-31 | 829 | 915 | 702 | 545
13794 | Rheem | 610430-27/AP07-69-E | 2014-03-01 | 2030-12-31 | 1223 | 1397 | 1105 | 931
13795 | Rheem | 610430-27/AP07-69-G | 2014-03-01 | 2030-12-31 | 853 | 942 | 724 | 564
13796 | Rheem | 610430-27/AP07-70-E | 2014-03-01 | 2030-12-31 | 1243 | 1419 | 1123 | 947
13797 | Rheem | 610430-27/AP07-70-G | 2014-03-01 | 2030-12-31 | 877 | 969 | 746 | 583
13798 | Rheem | 610430-27/AP07-71-E | 2014-03-01 | 2030-12-31 | 1263 | 1442 | 1142 | 963
13799 | Rheem | 610430-27/AP07-71-G | 2014-03-01 | 2030-12-31 | 901 | 997 | 768 | 602
13800 | Rheem | 610430-27/AP07-72-E | 2014-03-01 | 2030-12-31 | 1283 | 1464 | 1160 | 979
13801 | Rheem | 610430-27/AP07-72-G | 2014-03-01 | 2030-12-31 | 925 | 1024 | 790 | 621
13802 | Rheem | 610430-27/AP07-73-E | 2014-03-01 | 2030-12-31 | 1304 | 1486 | 1178 | 995
13803 | Rheem | 610430-27/AP07-73-G | 2014-03-01 | 2030-12-31 | 950 | 1052 | 812 | 640
13804 | Rheem | 610430-27/AP07-74-E | 2014-03-01 | 2030-12-31 | 1324 | 1509 | 1197 | 1011
13805 | Rheem | 610430-27/AP07-74-G | 2014-03-01 | 2030-12-31 | 974 | 1079 | 834 | 659
13806 | Rheem | 610430-27/AP07-75-E | 2014-03-01 | 2030-12-31 | 1344 | 1531 | 1215 | 1026
13807 | Rheem | 610430-27/AP07-75-G | 2014-03-01 | 2030-12-31 | 998 | 1106 | 857 | 678
13808 | Rheem | 610430-27/AP07-76-E | 2014-03-01 | 2030-12-31 | 1364 | 1554 | 1234 | 1042
13809 | Rheem | 610430-27/AP07-76-G | 2014-03-01 | 2030-12-31 | 1022 | 1134 | 879 | 697
13810 | Rheem | 610430-27/AP07-77-E | 2014-03-01 | 2030-12-31 | 1385 | 1576 | 1252 | 1058
13811 | Rheem | 610430-27/AP07-77-G | 2014-03-01 | 2030-12-31 | 1047 | 1161 | 901 | 716
13812 | Rheem | 610430-27/AP07-78-E | 2014-03-01 | 2030-12-31 | 1405 | 1598 | 1270 | 1074
13813 | Rheem | 610430-27/AP07-78-G | 2014-03-01 | 2030-12-31 | 1071 | 1189 | 923 | 735
13814 | Rheem | 610430-27/AP07-79-E | 2014-03-01 | 2030-12-31 | 1425 | 1621 | 1289 | 1090
13815 | Rheem | 610430-27/AP07-79-G | 2014-03-01 | 2030-12-31 | 1095 | 1216 | 945 | 754
13816 | Rheem | 610430-27/AP07-80-E | 2014-03-01 | 2030-12-31 | 1445 | 1643 | 1307 | 1106
13817 | Rheem | 610430-27/AP07-80-G | 2014-03-01 | 2030-12-31 | 1119 | 1244 | 967 | 773
13818 | Rheem | 610430-27/AP07-81-E | 2014-03-01 | 2030-12-31 | 1466 | 1666 | 1326 | 1122
13819 | Rheem | 610430-27/AP07-81-G | 2014-03-01 | 2030-12-31 | 1144 | 1271 | 990 | 793
13820 | Rheem | 610430-27/AP07-82-E | 2014-03-01 | 2030-12-31 | 1486 | 1688 | 1344 | 1137
13821 | Rheem | 610430-27/AP07-82-G | 2014-03-01 | 2030-12-31 | 1168 | 1298 | 1012 | 812
13822 | Rheem | 610430-27/AP07-83-E | 2014-03-01 | 2030-12-31 | 1506 | 1710 | 1362 | 1153
13823 | Rheem | 610430-27/AP07-83-G | 2014-03-01 | 2030-12-31 | 1192 | 1326 | 1034 | 831
13824 | Rheem | 610430-27/AP07-84-E | 2014-03-01 | 2030-12-31 | 1526 | 1733 | 1381 | 1169
13825 | Rheem | 610430-27/AP07-84-G | 2014-03-01 | 2030-12-31 | 1216 | 1353 | 1056 | 850
13826 | Rheem | 610430-27/AP07-85-E | 2014-03-01 | 2030-12-31 | 1546 | 1755 | 1399 | 1185
13827 | Rheem | 610430-27/AP07-85-G | 2014-03-01 | 2030-12-31 | 1240 | 1381 | 1078 | 869
13828 | Rheem | 610430-27/AP07-86-E | 2014-03-01 | 2030-12-31 | 1567 | 1777 | 1417 | 1201
13829 | Rheem | 610430-27/AP07-86-G | 2014-03-01 | 2030-12-31 | 1265 | 1408 | 1100 | 888
13830 | Rheem | 610430-27/AP07-87-E | 2014-03-01 | 2030-12-31 | 1587 | 1800 | 1436 | 1217
13831 | Rheem | 610430-27/AP07-87-G | 2014-03-01 | 2030-12-31 | 1289 | 1436 | 1122 | 907
13832 | Rheem | 610430-27/AP07-88-E | 2014-03-01 | 2030-12-31 | 1607 | 1822 | 1454 | 1232
13833 | Rheem | 610430-27/AP07-88-G | 2014-03-01 | 2030-12-31 | 1313 | 1463 | 1145 | 926
13834 | Rheem | 610430-27/AP07-89-E | 2014-03-01 | 2030-12-31 | 1627 | 1845 | 1473 | 1248
13835 | Rheem | 610430-27/AP07-89-G | 2014-03-01 | 2030-12-31 | 1337 | 1490 | 1167 | 945
13836 | Rheem | 610430-27/AP07-90-E | 2014-03-01 | 2030-12-31 | 1648 | 1867 | 1491 | 1264
13837 | Rheem | 610430-27/AP07-90-G | 2014-03-01 | 2030-12-31 | 1362 | 1518 | 1189 | 964
13838 | Rheem | 610430-27/AP07-91-E | 2014-03-01 | 2030-12-31 | 1668 | 1889 | 1509 | 1280
13839 | Rheem | 610430-27/AP07-91-G | 2014-03-01 | 2030-12-31 | 1386 | 1545 | 1211 | 983
13840 | Rheem | 610430-27/AP07-92-E | 2014-03-01 | 2030-12-31 | 1688 | 1912 | 1528 | 1296
13841 | Rheem | 610430-27/AP07-92-G | 2014-03-01 | 2030-12-31 | 1410 | 1573 | 1233 | 1002
13842 | Rheem | 610430-27/AP07-93-E | 2014-03-01 | 2030-12-31 | 1708 | 1934 | 1546 | 1312
13843 | Rheem | 610430-27/AP07-93-G | 2014-03-01 | 2030-12-31 | 1434 | 1600 | 1255 | 1021
13844 | Rheem | 610430-27/AP07-94-E | 2014-03-01 | 2030-12-31 | 1729 | 1957 | 1565 | 1328
13845 | Rheem | 610430-27/AP07-94-G | 2014-03-01 | 2030-12-31 | 1459 | 1628 | 1278 | 1041
13846 | Rheem | 610430-27/AP07-95-E | 2014-03-01 | 2030-12-31 | 1740 | 1967 | 1574 | 1336
13847 | Rheem | 610430-27/AP07-95-G | 2014-03-01 | 2030-12-31 | 1466 | 1634 | 1284 | 1046
13848 | Rheem | 610430-27/AP07-96-E | 2014-03-01 | 2030-12-31 | 1751 | 1977 | 1584 | 1344
13849 | Rheem | 610430-27/AP07-96-G | 2014-03-01 | 2030-12-31 | 1474 | 1640 | 1291 | 1052
13850 | Rheem | 610430-27/AP07-97-E | 2014-03-01 | 2030-12-31 | 1762 | 1987 | 1593 | 1352
13851 | Rheem | 610430-27/AP07-97-G | 2014-03-01 | 2030-12-31 | 1482 | 1646 | 1298 | 1057
13852 | Rheem | 610430-27/AP07-98-E | 2014-03-01 | 2030-12-31 | 1774 | 1997 | 1603 | 1360
13853 | Rheem | 610430-27/AP07-98-G | 2014-03-01 | 2030-12-31 | 1490 | 1652 | 1304 | 1063
13854 | Rheem | 610430-27/AP07-99-E | 2014-03-01 | 2030-12-31 | 1785 | 2007 | 1613 | 1368
13855 | Rheem | 610430-27/AP07-99-G | 2014-03-01 | 2030-12-31 | 1498 | 1658 | 1311 | 1069
13856 | Rheem | 610430-27/L-100-E | 2012-11-26 | 2030-12-31 | 1796 | 2017 | 1622 | 1376
13857 | Rheem | 610430-27/L-100-G | 2012-11-26 | 2030-12-31 | 1506 | 1664 | 1318 | 1074
13858 | Rheem | 610430-27/L-101-E | 2012-11-26 | 2030-12-31 | 1808 | 2027 | 1632 | 1384
13859 | Rheem | 610430-27/L-101-G | 2012-11-26 | 2030-12-31 | 1514 | 1670 | 1324 | 1080
13860 | Rheem | 610430-27/L-102-E | 2012-11-26 | 2030-12-31 | 1819 | 2037 | 1641 | 1392
13861 | Rheem | 610430-27/L-102-G | 2012-11-26 | 2030-12-31 | 1522 | 1676 | 1331 | 1085
13862 | Rheem | 610430-27/L-103-E | 2012-11-26 | 2030-12-31 | 1830 | 2047 | 1651 | 1400
13863 | Rheem | 610430-27/L-103-G | 2012-11-26 | 2030-12-31 | 1529 | 1682 | 1338 | 1091
13864 | Rheem | 610430-27/L-104-E | 2012-11-26 | 2030-12-31 | 1842 | 2057 | 1661 | 1408
13865 | Rheem | 610430-27/L-104-G | 2012-11-26 | 2030-12-31 | 1537 | 1688 | 1344 | 1097
13866 | Rheem | 610430-27/L-105-E | 2012-11-26 | 2030-12-31 | 1853 | 2067 | 1670 | 1416
13867 | Rheem | 610430-27/L-105-G | 2012-11-26 | 2030-12-31 | 1545 | 1694 | 1351 | 1102
13868 | Rheem | 610430-27/L-106-E | 2012-11-26 | 2030-12-31 | 1864 | 2077 | 1680 | 1424
13869 | Rheem | 610430-27/L-106-G | 2012-11-26 | 2030-12-31 | 1553 | 1700 | 1358 | 1108
13870 | Rheem | 610430-27/L-107-E | 2012-11-26 | 2030-12-31 | 1876 | 2087 | 1690 | 1432
13871 | Rheem | 610430-27/L-107-G | 2012-11-26 | 2030-12-31 | 1561 | 1707 | 1365 | 1114
13872 | Rheem | 610430-27/L-108-E | 2012-11-26 | 2030-12-31 | 1887 | 2097 | 1699 | 1440
13873 | Rheem | 610430-27/L-108-G | 2012-11-26 | 2030-12-31 | 1569 | 1713 | 1371 | 1119
13874 | Rheem | 610430-27/L-109-E | 2012-11-26 | 2030-12-31 | 1898 | 2107 | 1709 | 1448
13875 | Rheem | 610430-27/L-109-G | 2012-11-26 | 2030-12-31 | 1577 | 1719 | 1378 | 1125
13876 | Rheem | 610430-27/L-110-E | 2012-11-26 | 2030-12-31 | 1909 | 2117 | 1718 | 1456
13877 | Rheem | 610430-27/L-110-G | 2012-11-26 | 2030-12-31 | 1585 | 1725 | 1385 | 1130
13878 | Rheem | 610430-27/L-111-E | 2012-11-26 | 2030-12-31 | 1921 | 2127 | 1728 | 1464
13879 | Rheem | 610430-27/L-111-G | 2012-11-26 | 2030-12-31 | 1593 | 1731 | 1391 | 1136
13880 | Rheem | 610430-27/L-112-E | 2012-11-26 | 2030-12-31 | 1932 | 2137 | 1738 | 1472
13881 | Rheem | 610430-27/L-112-G | 2012-11-26 | 2030-12-31 | 1600 | 1737 | 1398 | 1142
13882 | Rheem | 610430-27/L-113-E | 2012-11-26 | 2030-12-31 | 1943 | 2147 | 1747 | 1480
13883 | Rheem | 610430-27/L-113-G | 2012-11-26 | 2030-12-31 | 1608 | 1743 | 1405 | 1147
13884 | Rheem | 610430-27/L-114-E | 2012-11-26 | 2030-12-31 | 1955 | 2157 | 1757 | 1488
13885 | Rheem | 610430-27/L-114-G | 2012-11-26 | 2030-12-31 | 1616 | 1749 | 1411 | 1153
13886 | Rheem | 610430-27/L-115-E | 2012-11-26 | 2030-12-31 | 1966 | 2167 | 1766 | 1496
13887 | Rheem | 610430-27/L-115-G | 2012-11-26 | 2030-12-31 | 1624 | 1755 | 1418 | 1158
13888 | Rheem | 610430-27/L-116-E | 2012-11-26 | 2030-12-31 | 1977 | 2177 | 1776 | 1504
13889 | Rheem | 610430-27/L-116-G | 2012-11-26 | 2030-12-31 | 1632 | 1761 | 1425 | 1164
13890 | Rheem | 610430-27/L-117-E | 2012-11-26 | 2030-12-31 | 1989 | 2187 | 1786 | 1512
13891 | Rheem | 610430-27/L-117-G | 2012-11-26 | 2030-12-31 | 1640 | 1767 | 1431 | 1170
13892 | Rheem | 610430-27/L-118-E | 2012-11-26 | 2030-12-31 | 2000 | 2197 | 1795 | 1520
13893 | Rheem | 610430-27/L-118-G | 2012-11-26 | 2030-12-31 | 1648 | 1773 | 1438 | 1175
13894 | Rheem | 610430-27/L-119-E | 2012-11-26 | 2030-12-31 | 2011 | 2207 | 1805 | 1528
13895 | Rheem | 610430-27/L-119-G | 2012-11-26 | 2030-12-31 | 1656 | 1779 | 1445 | 1181
13896 | Rheem | 610430-27/L-120-E | 2012-11-26 | 2030-12-31 | 2023 | 2218 | 1815 | 1537
13897 | Rheem | 610430-27/L-120-G | 2012-11-26 | 2030-12-31 | 1664 | 1786 | 1452 | 1187
13898 | Rheem | 610430-27/L-68-E | 2012-11-26 | 2030-12-31 | 1203 | 1375 | 1087 | 916
13899 | Rheem | 610430-27/L-68-G | 2012-11-26 | 2030-12-31 | 829 | 915 | 702 | 545
13900 | Rheem | 610430-27/L-69-E | 2012-11-26 | 2030-12-31 | 1223 | 1397 | 1105 | 931
13901 | Rheem | 610430-27/L-69-G | 2012-11-26 | 2030-12-31 | 853 | 942 | 724 | 564
13902 | Rheem | 610430-27/L-70-E | 2012-11-26 | 2030-12-31 | 1243 | 1419 | 1123 | 947
13903 | Rheem | 610430-27/L-70-G | 2012-11-26 | 2030-12-31 | 877 | 969 | 746 | 583
13904 | Rheem | 610430-27/L-71-E | 2012-11-26 | 2030-12-31 | 1263 | 1442 | 1142 | 963
13905 | Rheem | 610430-27/L-71-G | 2012-11-26 | 2030-12-31 | 901 | 997 | 768 | 602
13906 | Rheem | 610430-27/L-72-E | 2012-11-26 | 2030-12-31 | 1283 | 1464 | 1160 | 979
13907 | Rheem | 610430-27/L-72-G | 2012-11-26 | 2030-12-31 | 925 | 1024 | 790 | 621
13908 | Rheem | 610430-27/L-73-E | 2012-11-26 | 2030-12-31 | 1304 | 1486 | 1178 | 995
13909 | Rheem | 610430-27/L-73-G | 2012-11-26 | 2030-12-31 | 950 | 1052 | 812 | 640
13910 | Rheem | 610430-27/L-74-E | 2012-11-26 | 2030-12-31 | 1324 | 1509 | 1197 | 1011
13911 | Rheem | 610430-27/L-74-G | 2012-11-26 | 2030-12-31 | 974 | 1079 | 834 | 659
13912 | Rheem | 610430-27/L-75-E | 2012-11-26 | 2030-12-31 | 1344 | 1531 | 1215 | 1026
13913 | Rheem | 610430-27/L-75-G | 2012-11-26 | 2030-12-31 | 998 | 1106 | 857 | 678
13914 | Rheem | 610430-27/L-76-E | 2012-11-26 | 2030-12-31 | 1364 | 1554 | 1234 | 1042
13915 | Rheem | 610430-27/L-76-G | 2012-11-26 | 2030-12-31 | 1022 | 1134 | 879 | 697
13916 | Rheem | 610430-27/L-77-E | 2012-11-26 | 2030-12-31 | 1385 | 1576 | 1252 | 1058
13917 | Rheem | 610430-27/L-77-G | 2012-11-26 | 2030-12-31 | 1047 | 1161 | 901 | 716
13918 | Rheem | 610430-27/L-78-E | 2012-11-26 | 2030-12-31 | 1405 | 1598 | 1270 | 1074
13919 | Rheem | 610430-27/L-78-G | 2012-11-26 | 2030-12-31 | 1071 | 1189 | 923 | 735
13920 | Rheem | 610430-27/L-79-E | 2012-11-26 | 2030-12-31 | 1425 | 1621 | 1289 | 1090
13921 | Rheem | 610430-27/L-79-G | 2012-11-26 | 2030-12-31 | 1095 | 1216 | 945 | 754
13922 | Rheem | 610430-27/L-80-E | 2012-11-26 | 2030-12-31 | 1445 | 1643 | 1307 | 1106
13923 | Rheem | 610430-27/L-80-G | 2012-11-26 | 2030-12-31 | 1119 | 1244 | 967 | 773
13924 | Rheem | 610430-27/L-81-E | 2012-11-26 | 2030-12-31 | 1466 | 1666 | 1326 | 1122
13925 | Rheem | 610430-27/L-81-G | 2012-11-26 | 2030-12-31 | 1144 | 1271 | 990 | 793
13926 | Rheem | 610430-27/L-82-E | 2012-11-26 | 2030-12-31 | 1486 | 1688 | 1344 | 1137
13927 | Rheem | 610430-27/L-82-G | 2012-11-26 | 2030-12-31 | 1168 | 1298 | 1012 | 812
13928 | Rheem | 610430-27/L-83-E | 2012-11-26 | 2030-12-31 | 1506 | 1710 | 1362 | 1153
13929 | Rheem | 610430-27/L-83-G | 2012-11-26 | 2030-12-31 | 1192 | 1326 | 1034 | 831
13930 | Rheem | 610430-27/L-84-E | 2012-11-26 | 2030-12-31 | 1526 | 1733 | 1381 | 1169
13931 | Rheem | 610430-27/L-84-G | 2012-11-26 | 2030-12-31 | 1216 | 1353 | 1056 | 850
13932 | Rheem | 610430-27/L-85-E | 2012-11-26 | 2030-12-31 | 1546 | 1755 | 1399 | 1185
13933 | Rheem | 610430-27/L-85-G | 2012-11-26 | 2030-12-31 | 1240 | 1381 | 1078 | 869
13934 | Rheem | 610430-27/L-86-E | 2012-11-26 | 2030-12-31 | 1567 | 1777 | 1417 | 1201
13935 | Rheem | 610430-27/L-86-G | 2012-11-26 | 2030-12-31 | 1265 | 1408 | 1100 | 888
13936 | Rheem | 610430-27/L-87-E | 2012-11-26 | 2030-12-31 | 1587 | 1800 | 1436 | 1217
13937 | Rheem | 610430-27/L-87-G | 2012-11-26 | 2030-12-31 | 1289 | 1436 | 1122 | 907
13938 | Rheem | 610430-27/L-88-E | 2012-11-26 | 2030-12-31 | 1607 | 1822 | 1454 | 1232
13939 | Rheem | 610430-27/L-88-G | 2012-11-26 | 2030-12-31 | 1313 | 1463 | 1145 | 926
13940 | Rheem | 610430-27/L-89-E | 2012-11-26 | 2030-12-31 | 1627 | 1845 | 1473 | 1248
13941 | Rheem | 610430-27/L-89-G | 2012-11-26 | 2030-12-31 | 1337 | 1490 | 1167 | 945
13942 | Rheem | 610430-27/L-90-E | 2012-11-26 | 2030-12-31 | 1648 | 1867 | 1491 | 1264
13943 | Rheem | 610430-27/L-90-G | 2012-11-26 | 2030-12-31 | 1362 | 1518 | 1189 | 964
13944 | Rheem | 610430-27/L-91-E | 2012-11-26 | 2030-12-31 | 1668 | 1889 | 1509 | 1280
13945 | Rheem | 610430-27/L-91-G | 2012-11-26 | 2030-12-31 | 1386 | 1545 | 1211 | 983
13946 | Rheem | 610430-27/L-92-E | 2012-11-26 | 2030-12-31 | 1688 | 1912 | 1528 | 1296
13947 | Rheem | 610430-27/L-92-G | 2012-11-26 | 2030-12-31 | 1410 | 1573 | 1233 | 1002
13948 | Rheem | 610430-27/L-93-E | 2012-11-26 | 2030-12-31 | 1708 | 1934 | 1546 | 1312
13949 | Rheem | 610430-27/L-93-G | 2012-11-26 | 2030-12-31 | 1434 | 1600 | 1255 | 1021
13950 | Rheem | 610430-27/L-94-E | 2012-11-26 | 2030-12-31 | 1729 | 1957 | 1565 | 1328
13951 | Rheem | 610430-27/L-94-G | 2012-11-26 | 2030-12-31 | 1459 | 1628 | 1278 | 1041
13952 | Rheem | 610430-27/L-95-E | 2012-11-26 | 2030-12-31 | 1740 | 1967 | 1574 | 1336
13953 | Rheem | 610430-27/L-95-G | 2012-11-26 | 2030-12-31 | 1466 | 1634 | 1284 | 1046
13954 | Rheem | 610430-27/L-96-E | 2012-11-26 | 2030-12-31 | 1751 | 1977 | 1584 | 1344
13955 | Rheem | 610430-27/L-96-G | 2012-11-26 | 2030-12-31 | 1474 | 1640 | 1291 | 1052
13956 | Rheem | 610430-27/L-97-E | 2012-11-26 | 2030-12-31 | 1762 | 1987 | 1593 | 1352
13957 | Rheem | 610430-27/L-97-G | 2012-11-26 | 2030-12-31 | 1482 | 1646 | 1298 | 1057
13958 | Rheem | 610430-27/L-98-E | 2012-11-26 | 2030-12-31 | 1774 | 1997 | 1603 | 1360
13959 | Rheem | 610430-27/L-98-G | 2012-11-26 | 2030-12-31 | 1490 | 1652 | 1304 | 1063
13960 | Rheem | 610430-27/L-99-E | 2012-11-26 | 2030-12-31 | 1785 | 2007 | 1613 | 1368
13961 | Rheem | 610430-27/L-99-G | 2012-11-26 | 2030-12-31 | 1498 | 1658 | 1311 | 1069
13962 | Rheem | 610430-27/NPT-100-E | 2012-11-26 | 2030-12-31 | 1796 | 2017 | 1622 | 1376
13963 | Rheem | 610430-27/NPT-100-G | 2012-11-26 | 2030-12-31 | 1506 | 1664 | 1318 | 1074
13964 | Rheem | 610430-27/NPT-101-E | 2012-11-26 | 2030-12-31 | 1808 | 2027 | 1632 | 1384
13965 | Rheem | 610430-27/NPT-101-G | 2012-11-26 | 2030-12-31 | 1514 | 1670 | 1324 | 1080
13966 | Rheem | 610430-27/NPT-102-E | 2012-11-26 | 2030-12-31 | 1819 | 2037 | 1641 | 1392
13967 | Rheem | 610430-27/NPT-102-G | 2012-11-26 | 2030-12-31 | 1522 | 1676 | 1331 | 1085
13968 | Rheem | 610430-27/NPT-103-E | 2012-11-26 | 2030-12-31 | 1830 | 2047 | 1651 | 1400
13969 | Rheem | 610430-27/NPT-103-G | 2012-11-26 | 2030-12-31 | 1529 | 1682 | 1338 | 1091
13970 | Rheem | 610430-27/NPT-104-E | 2012-11-26 | 2030-12-31 | 1842 | 2057 | 1661 | 1408
13971 | Rheem | 610430-27/NPT-104-G | 2012-11-26 | 2030-12-31 | 1537 | 1688 | 1344 | 1097
13972 | Rheem | 610430-27/NPT-105-E | 2012-11-26 | 2030-12-31 | 1853 | 2067 | 1670 | 1416
13973 | Rheem | 610430-27/NPT-105-G | 2012-11-26 | 2030-12-31 | 1545 | 1694 | 1351 | 1102
13974 | Rheem | 610430-27/NPT-106-E | 2012-11-26 | 2030-12-31 | 1864 | 2077 | 1680 | 1424
13975 | Rheem | 610430-27/NPT-106-G | 2012-11-26 | 2030-12-31 | 1553 | 1700 | 1358 | 1108
13976 | Rheem | 610430-27/NPT-107-E | 2012-11-26 | 2030-12-31 | 1876 | 2087 | 1690 | 1432
13977 | Rheem | 610430-27/NPT-107-G | 2012-11-26 | 2030-12-31 | 1561 | 1707 | 1365 | 1114
13978 | Rheem | 610430-27/NPT-108-E | 2012-11-26 | 2030-12-31 | 1887 | 2097 | 1699 | 1440
13979 | Rheem | 610430-27/NPT-108-G | 2012-11-26 | 2030-12-31 | 1569 | 1713 | 1371 | 1119
13980 | Rheem | 610430-27/NPT-109-E | 2012-11-26 | 2030-12-31 | 1898 | 2107 | 1709 | 1448
13981 | Rheem | 610430-27/NPT-109-G | 2012-11-26 | 2030-12-31 | 1577 | 1719 | 1378 | 1125
13982 | Rheem | 610430-27/NPT-110-E | 2012-11-26 | 2030-12-31 | 1909 | 2117 | 1718 | 1456
13983 | Rheem | 610430-27/NPT-110-G | 2012-11-26 | 2030-12-31 | 1585 | 1725 | 1385 | 1130
13984 | Rheem | 610430-27/NPT-111-E | 2012-11-26 | 2030-12-31 | 1921 | 2127 | 1728 | 1464
13985 | Rheem | 610430-27/NPT-111-G | 2012-11-26 | 2030-12-31 | 1593 | 1731 | 1391 | 1136
13986 | Rheem | 610430-27/NPT-112-E | 2012-11-26 | 2030-12-31 | 1932 | 2137 | 1738 | 1472
13987 | Rheem | 610430-27/NPT-112-G | 2012-11-26 | 2030-12-31 | 1600 | 1737 | 1398 | 1142
13988 | Rheem | 610430-27/NPT-113-E | 2012-11-26 | 2030-12-31 | 1943 | 2147 | 1747 | 1480
13989 | Rheem | 610430-27/NPT-113-G | 2012-11-26 | 2030-12-31 | 1608 | 1743 | 1405 | 1147
13990 | Rheem | 610430-27/NPT-114-E | 2012-11-26 | 2030-12-31 | 1955 | 2157 | 1757 | 1488
13991 | Rheem | 610430-27/NPT-114-G | 2012-11-26 | 2030-12-31 | 1616 | 1749 | 1411 | 1153
13992 | Rheem | 610430-27/NPT-115-E | 2012-11-26 | 2030-12-31 | 1966 | 2167 | 1766 | 1496
13993 | Rheem | 610430-27/NPT-115-G | 2012-11-26 | 2030-12-31 | 1624 | 1755 | 1418 | 1158
13994 | Rheem | 610430-27/NPT-116-E | 2012-11-26 | 2030-12-31 | 1977 | 2177 | 1776 | 1504
13995 | Rheem | 610430-27/NPT-116-G | 2012-11-26 | 2030-12-31 | 1632 | 1761 | 1425 | 1164
13996 | Rheem | 610430-27/NPT-117-E | 2012-11-26 | 2030-12-31 | 1989 | 2187 | 1786 | 1512
13997 | Rheem | 610430-27/NPT-117-G | 2012-11-26 | 2030-12-31 | 1640 | 1767 | 1431 | 1170
13998 | Rheem | 610430-27/NPT-118-E | 2012-11-26 | 2030-12-31 | 2000 | 2197 | 1795 | 1520
13999 | Rheem | 610430-27/NPT-118-G | 2012-11-26 | 2030-12-31 | 1648 | 1773 | 1438 | 1175
14000 | Rheem | 610430-27/NPT-119-E | 2012-11-26 | 2030-12-31 | 2011 | 2207 | 1805 | 1528
14001 | Rheem | 610430-27/NPT-119-G | 2012-11-26 | 2030-12-31 | 1656 | 1779 | 1445 | 1181
14002 | Rheem | 610430-27/NPT-120-E | 2012-11-26 | 2030-12-31 | 2023 | 2218 | 1815 | 1537
14003 | Rheem | 610430-27/NPT-120-G | 2012-11-26 | 2030-12-31 | 1664 | 1786 | 1452 | 1187
14004 | Rheem | 610430-27/NPT-68-E | 2012-11-26 | 2030-12-31 | 1203 | 1375 | 1087 | 916
14005 | Rheem | 610430-27/NPT-68-G | 2012-11-26 | 2030-12-31 | 829 | 915 | 702 | 545
14006 | Rheem | 610430-27/NPT-69-E | 2012-11-26 | 2030-12-31 | 1223 | 1397 | 1105 | 931
14007 | Rheem | 610430-27/NPT-69-G | 2012-11-26 | 2030-12-31 | 853 | 942 | 724 | 564
14008 | Rheem | 610430-27/NPT-70-E | 2012-11-26 | 2030-12-31 | 1243 | 1419 | 1123 | 947
14009 | Rheem | 610430-27/NPT-70-G | 2012-11-26 | 2030-12-31 | 877 | 969 | 746 | 583
14010 | Rheem | 610430-27/NPT-71-E | 2012-11-26 | 2030-12-31 | 1263 | 1442 | 1142 | 963
14011 | Rheem | 610430-27/NPT-71-G | 2012-11-26 | 2030-12-31 | 901 | 997 | 768 | 602
14012 | Rheem | 610430-27/NPT-72-E | 2012-11-26 | 2030-12-31 | 1283 | 1464 | 1160 | 979
14013 | Rheem | 610430-27/NPT-72-G | 2012-11-26 | 2030-12-31 | 925 | 1024 | 790 | 621
14014 | Rheem | 610430-27/NPT-73-E | 2012-11-26 | 2030-12-31 | 1304 | 1486 | 1178 | 995
14015 | Rheem | 610430-27/NPT-73-G | 2012-11-26 | 2030-12-31 | 950 | 1052 | 812 | 640
14016 | Rheem | 610430-27/NPT-74-E | 2012-11-26 | 2030-12-31 | 1324 | 1509 | 1197 | 1011
14017 | Rheem | 610430-27/NPT-74-G | 2012-11-26 | 2030-12-31 | 974 | 1079 | 834 | 659
14018 | Rheem | 610430-27/NPT-75-E | 2012-11-26 | 2030-12-31 | 1344 | 1531 | 1215 | 1026
14019 | Rheem | 610430-27/NPT-75-G | 2012-11-26 | 2030-12-31 | 998 | 1106 | 857 | 678
14020 | Rheem | 610430-27/NPT-76-E | 2012-11-26 | 2030-12-31 | 1364 | 1554 | 1234 | 1042
14021 | Rheem | 610430-27/NPT-76-G | 2012-11-26 | 2030-12-31 | 1022 | 1134 | 879 | 697
14022 | Rheem | 610430-27/NPT-77-E | 2012-11-26 | 2030-12-31 | 1385 | 1576 | 1252 | 1058
14023 | Rheem | 610430-27/NPT-77-G | 2012-11-26 | 2030-12-31 | 1047 | 1161 | 901 | 716
14024 | Rheem | 610430-27/NPT-78-E | 2012-11-26 | 2030-12-31 | 1405 | 1598 | 1270 | 1074
14025 | Rheem | 610430-27/NPT-78-G | 2012-11-26 | 2030-12-31 | 1071 | 1189 | 923 | 735
14026 | Rheem | 610430-27/NPT-79-E | 2012-11-26 | 2030-12-31 | 1425 | 1621 | 1289 | 1090
14027 | Rheem | 610430-27/NPT-79-G | 2012-11-26 | 2030-12-31 | 1095 | 1216 | 945 | 754
14028 | Rheem | 610430-27/NPT-80-E | 2012-11-26 | 2030-12-31 | 1445 | 1643 | 1307 | 1106
14029 | Rheem | 610430-27/NPT-80-G | 2012-11-26 | 2030-12-31 | 1119 | 1244 | 967 | 773
14030 | Rheem | 610430-27/NPT-81-E | 2012-11-26 | 2030-12-31 | 1466 | 1666 | 1326 | 1122
14031 | Rheem | 610430-27/NPT-81-G | 2012-11-26 | 2030-12-31 | 1144 | 1271 | 990 | 793
14032 | Rheem | 610430-27/NPT-82-E | 2012-11-26 | 2030-12-31 | 1486 | 1688 | 1344 | 1137
14033 | Rheem | 610430-27/NPT-82-G | 2012-11-26 | 2030-12-31 | 1168 | 1298 | 1012 | 812
14034 | Rheem | 610430-27/NPT-83-E | 2012-11-26 | 2030-12-31 | 1506 | 1710 | 1362 | 1153
14035 | Rheem | 610430-27/NPT-83-G | 2012-11-26 | 2030-12-31 | 1192 | 1326 | 1034 | 831
14036 | Rheem | 610430-27/NPT-84-E | 2012-11-26 | 2030-12-31 | 1526 | 1733 | 1381 | 1169
14037 | Rheem | 610430-27/NPT-84-G | 2012-11-26 | 2030-12-31 | 1216 | 1353 | 1056 | 850
14038 | Rheem | 610430-27/NPT-85-E | 2012-11-26 | 2030-12-31 | 1546 | 1755 | 1399 | 1185
14039 | Rheem | 610430-27/NPT-85-G | 2012-11-26 | 2030-12-31 | 1240 | 1381 | 1078 | 869
14040 | Rheem | 610430-27/NPT-86-E | 2012-11-26 | 2030-12-31 | 1567 | 1777 | 1417 | 1201
14041 | Rheem | 610430-27/NPT-86-G | 2012-11-26 | 2030-12-31 | 1265 | 1408 | 1100 | 888
14042 | Rheem | 610430-27/NPT-87-E | 2012-11-26 | 2030-12-31 | 1587 | 1800 | 1436 | 1217
14043 | Rheem | 610430-27/NPT-87-G | 2012-11-26 | 2030-12-31 | 1289 | 1436 | 1122 | 907
14044 | Rheem | 610430-27/NPT-88-E | 2012-11-26 | 2030-12-31 | 1607 | 1822 | 1454 | 1232
14045 | Rheem | 610430-27/NPT-88-G | 2012-11-26 | 2030-12-31 | 1313 | 1463 | 1145 | 926
14046 | Rheem | 610430-27/NPT-89-E | 2012-11-26 | 2030-12-31 | 1627 | 1845 | 1473 | 1248
14047 | Rheem | 610430-27/NPT-89-G | 2012-11-26 | 2030-12-31 | 1337 | 1490 | 1167 | 945
14048 | Rheem | 610430-27/NPT-90-E | 2012-11-26 | 2030-12-31 | 1648 | 1867 | 1491 | 1264
14049 | Rheem | 610430-27/NPT-90-G | 2012-11-26 | 2030-12-31 | 1362 | 1518 | 1189 | 964
14050 | Rheem | 610430-27/NPT-91-E | 2012-11-26 | 2030-12-31 | 1668 | 1889 | 1509 | 1280
14051 | Rheem | 610430-27/NPT-91-G | 2012-11-26 | 2030-12-31 | 1386 | 1545 | 1211 | 983
14052 | Rheem | 610430-27/NPT-92-E | 2012-11-26 | 2030-12-31 | 1688 | 1912 | 1528 | 1296
14053 | Rheem | 610430-27/NPT-92-G | 2012-11-26 | 2030-12-31 | 1410 | 1573 | 1233 | 1002
14054 | Rheem | 610430-27/NPT-93-E | 2012-11-26 | 2030-12-31 | 1708 | 1934 | 1546 | 1312
14055 | Rheem | 610430-27/NPT-93-G | 2012-11-26 | 2030-12-31 | 1434 | 1600 | 1255 | 1021
14056 | Rheem | 610430-27/NPT-94-E | 2012-11-26 | 2030-12-31 | 1729 | 1957 | 1565 | 1328
14057 | Rheem | 610430-27/NPT-94-G | 2012-11-26 | 2030-12-31 | 1459 | 1628 | 1278 | 1041
14058 | Rheem | 610430-27/NPT-95-E | 2012-11-26 | 2030-12-31 | 1740 | 1967 | 1574 | 1336
14059 | Rheem | 610430-27/NPT-95-G | 2012-11-26 | 2030-12-31 | 1466 | 1634 | 1284 | 1046
14060 | Rheem | 610430-27/NPT-96-E | 2012-11-26 | 2030-12-31 | 1751 | 1977 | 1584 | 1344
14061 | Rheem | 610430-27/NPT-96-G | 2012-11-26 | 2030-12-31 | 1474 | 1640 | 1291 | 1052
14062 | Rheem | 610430-27/NPT-97-E | 2012-11-26 | 2030-12-31 | 1762 | 1987 | 1593 | 1352
14063 | Rheem | 610430-27/NPT-97-G | 2012-11-26 | 2030-12-31 | 1482 | 1646 | 1298 | 1057
14064 | Rheem | 610430-27/NPT-98-E | 2012-11-26 | 2030-12-31 | 1774 | 1997 | 1603 | 1360
14065 | Rheem | 610430-27/NPT-98-G | 2012-11-26 | 2030-12-31 | 1490 | 1652 | 1304 | 1063
14066 | Rheem | 610430-27/NPT-99-E | 2012-11-26 | 2030-12-31 | 1785 | 2007 | 1613 | 1368
14067 | Rheem | 610430-27/NPT-99-G | 2012-11-26 | 2030-12-31 | 1498 | 1658 | 1311 | 1069
14068 | Rheem | 610430-28/AP07-100-E | 2014-03-01 | 2030-12-31 | 1801 | 2024 | 1627 | 1380
14069 | Rheem | 610430-28/AP07-100-G | 2014-03-01 | 2030-12-31 | 1517 | 1707 | 1322 | 1068
14070 | Rheem | 610430-28/AP07-101-E | 2014-03-01 | 2030-12-31 | 1812 | 2034 | 1636 | 1388
14071 | Rheem | 610430-28/AP07-101-G | 2014-03-01 | 2030-12-31 | 1535 | 1726 | 1338 | 1082
14072 | Rheem | 610430-28/AP07-102-E | 2014-03-01 | 2030-12-31 | 1823 | 2043 | 1645 | 1395
14073 | Rheem | 610430-28/AP07-102-G | 2014-03-01 | 2030-12-31 | 1553 | 1746 | 1355 | 1097
14074 | Rheem | 610430-28/AP07-103-E | 2014-03-01 | 2030-12-31 | 1834 | 2053 | 1655 | 1403
14075 | Rheem | 610430-28/AP07-103-G | 2014-03-01 | 2030-12-31 | 1571 | 1765 | 1371 | 1111
14076 | Rheem | 610430-28/AP07-104-E | 2014-03-01 | 2030-12-31 | 1845 | 2062 | 1664 | 1411
14077 | Rheem | 610430-28/AP07-104-G | 2014-03-01 | 2030-12-31 | 1589 | 1785 | 1387 | 1125
14078 | Rheem | 610430-28/AP07-105-E | 2014-03-01 | 2030-12-31 | 1856 | 2072 | 1673 | 1418
14079 | Rheem | 610430-28/AP07-105-G | 2014-03-01 | 2030-12-31 | 1607 | 1805 | 1404 | 1139
14080 | Rheem | 610430-28/AP07-106-E | 2014-03-01 | 2030-12-31 | 1867 | 2081 | 1683 | 1426
14081 | Rheem | 610430-28/AP07-106-G | 2014-03-01 | 2030-12-31 | 1625 | 1824 | 1420 | 1153
14082 | Rheem | 610430-28/AP07-107-E | 2014-03-01 | 2030-12-31 | 1878 | 2091 | 1692 | 1434
14083 | Rheem | 610430-28/AP07-107-G | 2014-03-01 | 2030-12-31 | 1643 | 1844 | 1436 | 1167
14084 | Rheem | 610430-28/AP07-108-E | 2014-03-01 | 2030-12-31 | 1889 | 2100 | 1701 | 1441
14085 | Rheem | 610430-28/AP07-108-G | 2014-03-01 | 2030-12-31 | 1661 | 1863 | 1453 | 1182
14086 | Rheem | 610430-28/AP07-109-E | 2014-03-01 | 2030-12-31 | 1900 | 2110 | 1710 | 1449
14087 | Rheem | 610430-28/AP07-109-G | 2014-03-01 | 2030-12-31 | 1679 | 1883 | 1469 | 1196
14088 | Rheem | 610430-28/AP07-110-E | 2014-03-01 | 2030-12-31 | 1911 | 2119 | 1720 | 1457
14089 | Rheem | 610430-28/AP07-110-G | 2014-03-01 | 2030-12-31 | 1697 | 1903 | 1485 | 1210
14090 | Rheem | 610430-28/AP07-111-E | 2014-03-01 | 2030-12-31 | 1922 | 2129 | 1729 | 1464
14091 | Rheem | 610430-28/AP07-111-G | 2014-03-01 | 2030-12-31 | 1715 | 1922 | 1502 | 1224
14092 | Rheem | 610430-28/AP07-112-E | 2014-03-01 | 2030-12-31 | 1933 | 2138 | 1738 | 1472
14093 | Rheem | 610430-28/AP07-112-G | 2014-03-01 | 2030-12-31 | 1733 | 1942 | 1518 | 1238
14094 | Rheem | 610430-28/AP07-113-E | 2014-03-01 | 2030-12-31 | 1944 | 2148 | 1748 | 1480
14095 | Rheem | 610430-28/AP07-113-G | 2014-03-01 | 2030-12-31 | 1751 | 1961 | 1534 | 1252
14096 | Rheem | 610430-28/AP07-114-E | 2014-03-01 | 2030-12-31 | 1955 | 2157 | 1757 | 1487
14097 | Rheem | 610430-28/AP07-114-G | 2014-03-01 | 2030-12-31 | 1769 | 1981 | 1551 | 1267
14098 | Rheem | 610430-28/AP07-115-E | 2014-03-01 | 2030-12-31 | 1966 | 2167 | 1766 | 1495
14099 | Rheem | 610430-28/AP07-115-G | 2014-03-01 | 2030-12-31 | 1787 | 2001 | 1567 | 1281
14100 | Rheem | 610430-28/AP07-116-E | 2014-03-01 | 2030-12-31 | 1977 | 2176 | 1775 | 1503
14101 | Rheem | 610430-28/AP07-116-G | 2014-03-01 | 2030-12-31 | 1805 | 2020 | 1583 | 1295
14102 | Rheem | 610430-28/AP07-117-E | 2014-03-01 | 2030-12-31 | 1988 | 2186 | 1785 | 1510
14103 | Rheem | 610430-28/AP07-117-G | 2014-03-01 | 2030-12-31 | 1823 | 2040 | 1600 | 1309
14104 | Rheem | 610430-28/AP07-118-E | 2014-03-01 | 2030-12-31 | 1999 | 2195 | 1794 | 1518
14105 | Rheem | 610430-28/AP07-118-G | 2014-03-01 | 2030-12-31 | 1841 | 2059 | 1616 | 1323
14106 | Rheem | 610430-28/AP07-119-E | 2014-03-01 | 2030-12-31 | 2010 | 2205 | 1803 | 1526
14107 | Rheem | 610430-28/AP07-119-G | 2014-03-01 | 2030-12-31 | 1859 | 2079 | 1632 | 1337
14108 | Rheem | 610430-28/AP07-120-E | 2014-03-01 | 2030-12-31 | 2022 | 2215 | 1813 | 1534
14109 | Rheem | 610430-28/AP07-120-G | 2014-03-01 | 2030-12-31 | 1877 | 2099 | 1649 | 1352
14110 | Rheem | 610430-28/AP07-70-E | 2014-03-01 | 2030-12-31 | 1239 | 1417 | 1120 | 945
14111 | Rheem | 610430-28/AP07-71-E | 2014-03-01 | 2030-12-31 | 1259 | 1439 | 1138 | 960
14112 | Rheem | 610430-28/AP07-72-E | 2014-03-01 | 2030-12-31 | 1279 | 1461 | 1156 | 976
14113 | Rheem | 610430-28/AP07-73-E | 2014-03-01 | 2030-12-31 | 1299 | 1484 | 1175 | 992
14114 | Rheem | 610430-28/AP07-74-E | 2014-03-01 | 2030-12-31 | 1320 | 1506 | 1193 | 1008
14115 | Rheem | 610430-28/AP07-75-E | 2014-03-01 | 2030-12-31 | 1340 | 1529 | 1212 | 1024
14116 | Rheem | 610430-28/AP07-75-G | 2014-03-01 | 2030-12-31 | 809 | 880 | 666 | 500
14117 | Rheem | 610430-28/AP07-76-E | 2014-03-01 | 2030-12-31 | 1360 | 1551 | 1230 | 1040
14118 | Rheem | 610430-28/AP07-76-G | 2014-03-01 | 2030-12-31 | 839 | 916 | 694 | 524
14119 | Rheem | 610430-28/AP07-77-E | 2014-03-01 | 2030-12-31 | 1380 | 1573 | 1249 | 1056
14120 | Rheem | 610430-28/AP07-77-G | 2014-03-01 | 2030-12-31 | 870 | 952 | 723 | 549
14121 | Rheem | 610430-28/AP07-78-E | 2014-03-01 | 2030-12-31 | 1401 | 1596 | 1267 | 1072
14122 | Rheem | 610430-28/AP07-78-G | 2014-03-01 | 2030-12-31 | 901 | 989 | 752 | 574
14123 | Rheem | 610430-28/AP07-79-E | 2014-03-01 | 2030-12-31 | 1421 | 1618 | 1285 | 1087
14124 | Rheem | 610430-28/AP07-79-G | 2014-03-01 | 2030-12-31 | 932 | 1025 | 781 | 599
14125 | Rheem | 610430-28/AP07-80-E | 2014-03-01 | 2030-12-31 | 1441 | 1641 | 1304 | 1103
14126 | Rheem | 610430-28/AP07-80-G | 2014-03-01 | 2030-12-31 | 963 | 1062 | 809 | 624
14127 | Rheem | 610430-28/AP07-81-E | 2014-03-01 | 2030-12-31 | 1462 | 1663 | 1322 | 1119
14128 | Rheem | 610430-28/AP07-81-G | 2014-03-01 | 2030-12-31 | 994 | 1098 | 838 | 649
14129 | Rheem | 610430-28/AP07-82-E | 2014-03-01 | 2030-12-31 | 1482 | 1685 | 1341 | 1135
14130 | Rheem | 610430-28/AP07-82-G | 2014-03-01 | 2030-12-31 | 1025 | 1135 | 867 | 674
14131 | Rheem | 610430-28/AP07-83-E | 2014-03-01 | 2030-12-31 | 1502 | 1708 | 1359 | 1151
14132 | Rheem | 610430-28/AP07-83-G | 2014-03-01 | 2030-12-31 | 1056 | 1171 | 896 | 699
14133 | Rheem | 610430-28/AP07-84-E | 2014-03-01 | 2030-12-31 | 1522 | 1730 | 1378 | 1167
14134 | Rheem | 610430-28/AP07-84-G | 2014-03-01 | 2030-12-31 | 1087 | 1208 | 924 | 724
14135 | Rheem | 610430-28/AP07-85-E | 2014-03-01 | 2030-12-31 | 1543 | 1753 | 1396 | 1183
14136 | Rheem | 610430-28/AP07-85-G | 2014-03-01 | 2030-12-31 | 1118 | 1244 | 953 | 749
14137 | Rheem | 610430-28/AP07-86-E | 2014-03-01 | 2030-12-31 | 1563 | 1775 | 1415 | 1199
14138 | Rheem | 610430-28/AP07-86-G | 2014-03-01 | 2030-12-31 | 1148 | 1280 | 982 | 773
14139 | Rheem | 610430-28/AP07-87-E | 2014-03-01 | 2030-12-31 | 1583 | 1797 | 1433 | 1214
14140 | Rheem | 610430-28/AP07-87-G | 2014-03-01 | 2030-12-31 | 1179 | 1317 | 1011 | 798
14141 | Rheem | 610430-28/AP07-88-E | 2014-03-01 | 2030-12-31 | 1604 | 1820 | 1451 | 1230
14142 | Rheem | 610430-28/AP07-88-G | 2014-03-01 | 2030-12-31 | 1210 | 1353 | 1039 | 823
14143 | Rheem | 610430-28/AP07-89-E | 2014-03-01 | 2030-12-31 | 1624 | 1842 | 1470 | 1246
14144 | Rheem | 610430-28/AP07-89-G | 2014-03-01 | 2030-12-31 | 1241 | 1390 | 1068 | 848
14145 | Rheem | 610430-28/AP07-90-E | 2014-03-01 | 2030-12-31 | 1644 | 1865 | 1488 | 1262
14146 | Rheem | 610430-28/AP07-90-G | 2014-03-01 | 2030-12-31 | 1272 | 1426 | 1097 | 873
14147 | Rheem | 610430-28/AP07-91-E | 2014-03-01 | 2030-12-31 | 1664 | 1887 | 1507 | 1278
14148 | Rheem | 610430-28/AP07-91-G | 2014-03-01 | 2030-12-31 | 1303 | 1463 | 1126 | 898
14149 | Rheem | 610430-28/AP07-92-E | 2014-03-01 | 2030-12-31 | 1685 | 1909 | 1525 | 1294
14150 | Rheem | 610430-28/AP07-92-G | 2014-03-01 | 2030-12-31 | 1334 | 1499 | 1154 | 923
14151 | Rheem | 610430-28/AP07-93-E | 2014-03-01 | 2030-12-31 | 1705 | 1932 | 1544 | 1310
14152 | Rheem | 610430-28/AP07-93-G | 2014-03-01 | 2030-12-31 | 1365 | 1536 | 1183 | 948
14153 | Rheem | 610430-28/AP07-94-E | 2014-03-01 | 2030-12-31 | 1725 | 1954 | 1562 | 1326
14154 | Rheem | 610430-28/AP07-94-G | 2014-03-01 | 2030-12-31 | 1396 | 1572 | 1212 | 973
14155 | Rheem | 610430-28/AP07-95-E | 2014-03-01 | 2030-12-31 | 1746 | 1977 | 1581 | 1342
14156 | Rheem | 610430-28/AP07-95-G | 2014-03-01 | 2030-12-31 | 1427 | 1609 | 1241 | 998
14157 | Rheem | 610430-28/AP07-96-E | 2014-03-01 | 2030-12-31 | 1757 | 1986 | 1590 | 1349
14158 | Rheem | 610430-28/AP07-96-G | 2014-03-01 | 2030-12-31 | 1445 | 1628 | 1257 | 1012
14159 | Rheem | 610430-28/AP07-97-E | 2014-03-01 | 2030-12-31 | 1768 | 1996 | 1599 | 1357
14160 | Rheem | 610430-28/AP07-97-G | 2014-03-01 | 2030-12-31 | 1463 | 1648 | 1273 | 1026
14161 | Rheem | 610430-28/AP07-98-E | 2014-03-01 | 2030-12-31 | 1779 | 2005 | 1608 | 1365
14162 | Rheem | 610430-28/AP07-98-G | 2014-03-01 | 2030-12-31 | 1481 | 1667 | 1289 | 1040
14163 | Rheem | 610430-28/AP07-99-E | 2014-03-01 | 2030-12-31 | 1790 | 2015 | 1618 | 1372
14164 | Rheem | 610430-28/AP07-99-G | 2014-03-01 | 2030-12-31 | 1499 | 1687 | 1306 | 1054
14165 | Rheem | 610430-28/L-100-E | 2012-11-26 | 2030-12-31 | 1801 | 2024 | 1627 | 1380
14166 | Rheem | 610430-28/L-100-G | 2012-11-26 | 2030-12-31 | 1517 | 1707 | 1322 | 1068
14167 | Rheem | 610430-28/L-101-E | 2012-11-26 | 2030-12-31 | 1812 | 2034 | 1636 | 1388
14168 | Rheem | 610430-28/L-101-G | 2012-11-26 | 2030-12-31 | 1535 | 1726 | 1338 | 1082
14169 | Rheem | 610430-28/L-102-E | 2012-11-26 | 2030-12-31 | 1823 | 2043 | 1645 | 1395
14170 | Rheem | 610430-28/L-102-G | 2012-11-26 | 2030-12-31 | 1553 | 1746 | 1355 | 1097
14171 | Rheem | 610430-28/L-103-E | 2012-11-26 | 2030-12-31 | 1834 | 2053 | 1655 | 1403
14172 | Rheem | 610430-28/L-103-G | 2012-11-26 | 2030-12-31 | 1571 | 1765 | 1371 | 1111
14173 | Rheem | 610430-28/L-104-E | 2012-11-26 | 2030-12-31 | 1845 | 2062 | 1664 | 1411
14174 | Rheem | 610430-28/L-104-G | 2012-11-26 | 2030-12-31 | 1589 | 1785 | 1387 | 1125
14175 | Rheem | 610430-28/L-105-E | 2012-11-26 | 2030-12-31 | 1856 | 2072 | 1673 | 1418
14176 | Rheem | 610430-28/L-105-G | 2012-11-26 | 2030-12-31 | 1607 | 1805 | 1404 | 1139
14177 | Rheem | 610430-28/L-106-E | 2012-11-26 | 2030-12-31 | 1867 | 2081 | 1683 | 1426
14178 | Rheem | 610430-28/L-106-G | 2012-11-26 | 2030-12-31 | 1625 | 1824 | 1420 | 1153
14179 | Rheem | 610430-28/L-107-E | 2012-11-26 | 2030-12-31 | 1878 | 2091 | 1692 | 1434
14180 | Rheem | 610430-28/L-107-G | 2012-11-26 | 2030-12-31 | 1643 | 1844 | 1436 | 1167
14181 | Rheem | 610430-28/L-108-E | 2012-11-26 | 2030-12-31 | 1889 | 2100 | 1701 | 1441
14182 | Rheem | 610430-28/L-108-G | 2012-11-26 | 2030-12-31 | 1661 | 1863 | 1453 | 1182
14183 | Rheem | 610430-28/L-109-E | 2012-11-26 | 2030-12-31 | 1900 | 2110 | 1710 | 1449
14184 | Rheem | 610430-28/L-109-G | 2012-11-26 | 2030-12-31 | 1679 | 1883 | 1469 | 1196
14185 | Rheem | 610430-28/L-110-E | 2012-11-26 | 2030-12-31 | 1911 | 2119 | 1720 | 1457
14186 | Rheem | 610430-28/L-110-G | 2012-11-26 | 2030-12-31 | 1697 | 1903 | 1485 | 1210
14187 | Rheem | 610430-28/L-111-E | 2012-11-26 | 2030-12-31 | 1922 | 2129 | 1729 | 1464
14188 | Rheem | 610430-28/L-111-G | 2012-11-26 | 2030-12-31 | 1715 | 1922 | 1502 | 1224
14189 | Rheem | 610430-28/L-112-E | 2012-11-26 | 2030-12-31 | 1933 | 2138 | 1738 | 1472
14190 | Rheem | 610430-28/L-112-G | 2012-11-26 | 2030-12-31 | 1733 | 1942 | 1518 | 1238
14191 | Rheem | 610430-28/L-113-E | 2012-11-26 | 2030-12-31 | 1944 | 2148 | 1748 | 1480
14192 | Rheem | 610430-28/L-113-G | 2012-11-26 | 2030-12-31 | 1751 | 1961 | 1534 | 1252
14193 | Rheem | 610430-28/L-114-E | 2012-11-26 | 2030-12-31 | 1955 | 2157 | 1757 | 1487
14194 | Rheem | 610430-28/L-114-G | 2012-11-26 | 2030-12-31 | 1769 | 1981 | 1551 | 1267
14195 | Rheem | 610430-28/L-115-E | 2012-11-26 | 2030-12-31 | 1966 | 2167 | 1766 | 1495
14196 | Rheem | 610430-28/L-115-G | 2012-11-26 | 2030-12-31 | 1787 | 2001 | 1567 | 1281
14197 | Rheem | 610430-28/L-116-E | 2012-11-26 | 2030-12-31 | 1977 | 2176 | 1775 | 1503
14198 | Rheem | 610430-28/L-116-G | 2012-11-26 | 2030-12-31 | 1805 | 2020 | 1583 | 1295
14199 | Rheem | 610430-28/L-117-E | 2012-11-26 | 2030-12-31 | 1988 | 2186 | 1785 | 1510
14200 | Rheem | 610430-28/L-117-G | 2012-11-26 | 2030-12-31 | 1823 | 2040 | 1600 | 1309
14201 | Rheem | 610430-28/L-118-E | 2012-11-26 | 2030-12-31 | 1999 | 2195 | 1794 | 1518
14202 | Rheem | 610430-28/L-118-G | 2012-11-26 | 2030-12-31 | 1841 | 2059 | 1616 | 1323
14203 | Rheem | 610430-28/L-119-E | 2012-11-26 | 2030-12-31 | 2010 | 2205 | 1803 | 1526
14204 | Rheem | 610430-28/L-119-G | 2012-11-26 | 2030-12-31 | 1859 | 2079 | 1632 | 1337
14205 | Rheem | 610430-28/L-120-E | 2012-11-26 | 2030-12-31 | 2022 | 2215 | 1813 | 1534
14206 | Rheem | 610430-28/L-120-G | 2012-11-26 | 2030-12-31 | 1877 | 2099 | 1649 | 1352
14207 | Rheem | 610430-28/L-70-E | 2012-11-26 | 2030-12-31 | 1239 | 1417 | 1120 | 945
14208 | Rheem | 610430-28/L-71-E | 2012-11-26 | 2030-12-31 | 1259 | 1439 | 1138 | 960
14209 | Rheem | 610430-28/L-72-E | 2012-11-26 | 2030-12-31 | 1279 | 1461 | 1156 | 976
14210 | Rheem | 610430-28/L-73-E | 2012-11-26 | 2030-12-31 | 1299 | 1484 | 1175 | 992
14211 | Rheem | 610430-28/L-74-E | 2012-11-26 | 2030-12-31 | 1320 | 1506 | 1193 | 1008
14212 | Rheem | 610430-28/L-75-E | 2012-11-26 | 2030-12-31 | 1340 | 1529 | 1212 | 1024
14213 | Rheem | 610430-28/L-75-G | 2012-11-26 | 2030-12-31 | 809 | 880 | 666 | 500
14214 | Rheem | 610430-28/L-76-E | 2012-11-26 | 2030-12-31 | 1360 | 1551 | 1230 | 1040
14215 | Rheem | 610430-28/L-76-G | 2012-11-26 | 2030-12-31 | 839 | 916 | 694 | 524
14216 | Rheem | 610430-28/L-77-E | 2012-11-26 | 2030-12-31 | 1380 | 1573 | 1249 | 1056
14217 | Rheem | 610430-28/L-77-G | 2012-11-26 | 2030-12-31 | 870 | 952 | 723 | 549
14218 | Rheem | 610430-28/L-78-E | 2012-11-26 | 2030-12-31 | 1401 | 1596 | 1267 | 1072
14219 | Rheem | 610430-28/L-78-G | 2012-11-26 | 2030-12-31 | 901 | 989 | 752 | 574
14220 | Rheem | 610430-28/L-79-E | 2012-11-26 | 2030-12-31 | 1421 | 1618 | 1285 | 1087
14221 | Rheem | 610430-28/L-79-G | 2012-11-26 | 2030-12-31 | 932 | 1025 | 781 | 599
14222 | Rheem | 610430-28/L-80-E | 2012-11-26 | 2030-12-31 | 1441 | 1641 | 1304 | 1103
14223 | Rheem | 610430-28/L-80-G | 2012-11-26 | 2030-12-31 | 963 | 1062 | 809 | 624
14224 | Rheem | 610430-28/L-81-E | 2012-11-26 | 2030-12-31 | 1462 | 1663 | 1322 | 1119
14225 | Rheem | 610430-28/L-81-G | 2012-11-26 | 2030-12-31 | 994 | 1098 | 838 | 649
14226 | Rheem | 610430-28/L-82-E | 2012-11-26 | 2030-12-31 | 1482 | 1685 | 1341 | 1135
14227 | Rheem | 610430-28/L-82-G | 2012-11-26 | 2030-12-31 | 1025 | 1135 | 867 | 674
14228 | Rheem | 610430-28/L-83-E | 2012-11-26 | 2030-12-31 | 1502 | 1708 | 1359 | 1151
14229 | Rheem | 610430-28/L-83-G | 2012-11-26 | 2030-12-31 | 1056 | 1171 | 896 | 699
14230 | Rheem | 610430-28/L-84-E | 2012-11-26 | 2030-12-31 | 1522 | 1730 | 1378 | 1167
14231 | Rheem | 610430-28/L-84-G | 2012-11-26 | 2030-12-31 | 1087 | 1208 | 924 | 724
14232 | Rheem | 610430-28/L-85-E | 2012-11-26 | 2030-12-31 | 1543 | 1753 | 1396 | 1183
14233 | Rheem | 610430-28/L-85-G | 2012-11-26 | 2030-12-31 | 1118 | 1244 | 953 | 749
14234 | Rheem | 610430-28/L-86-E | 2012-11-26 | 2030-12-31 | 1563 | 1775 | 1415 | 1199
14235 | Rheem | 610430-28/L-86-G | 2012-11-26 | 2030-12-31 | 1148 | 1280 | 982 | 773
14236 | Rheem | 610430-28/L-87-E | 2012-11-26 | 2030-12-31 | 1583 | 1797 | 1433 | 1214
14237 | Rheem | 610430-28/L-87-G | 2012-11-26 | 2030-12-31 | 1179 | 1317 | 1011 | 798
14238 | Rheem | 610430-28/L-88-E | 2012-11-26 | 2030-12-31 | 1604 | 1820 | 1451 | 1230
14239 | Rheem | 610430-28/L-88-G | 2012-11-26 | 2030-12-31 | 1210 | 1353 | 1039 | 823
14240 | Rheem | 610430-28/L-89-E | 2012-11-26 | 2030-12-31 | 1624 | 1842 | 1470 | 1246
14241 | Rheem | 610430-28/L-89-G | 2012-11-26 | 2030-12-31 | 1241 | 1390 | 1068 | 848
14242 | Rheem | 610430-28/L-90-E | 2012-11-26 | 2030-12-31 | 1644 | 1865 | 1488 | 1262
14243 | Rheem | 610430-28/L-90-G | 2012-11-26 | 2030-12-31 | 1272 | 1426 | 1097 | 873
14244 | Rheem | 610430-28/L-91-E | 2012-11-26 | 2030-12-31 | 1664 | 1887 | 1507 | 1278
14245 | Rheem | 610430-28/L-91-G | 2012-11-26 | 2030-12-31 | 1303 | 1463 | 1126 | 898
14246 | Rheem | 610430-28/L-92-E | 2012-11-26 | 2030-12-31 | 1685 | 1909 | 1525 | 1294
14247 | Rheem | 610430-28/L-92-G | 2012-11-26 | 2030-12-31 | 1334 | 1499 | 1154 | 923
14248 | Rheem | 610430-28/L-93-E | 2012-11-26 | 2030-12-31 | 1705 | 1932 | 1544 | 1310
14249 | Rheem | 610430-28/L-93-G | 2012-11-26 | 2030-12-31 | 1365 | 1536 | 1183 | 948
14250 | Rheem | 610430-28/L-94-E | 2012-11-26 | 2030-12-31 | 1725 | 1954 | 1562 | 1326
14251 | Rheem | 610430-28/L-94-G | 2012-11-26 | 2030-12-31 | 1396 | 1572 | 1212 | 973
14252 | Rheem | 610430-28/L-95-E | 2012-11-26 | 2030-12-31 | 1746 | 1977 | 1581 | 1342
14253 | Rheem | 610430-28/L-95-G | 2012-11-26 | 2030-12-31 | 1427 | 1609 | 1241 | 998
14254 | Rheem | 610430-28/L-96-E | 2012-11-26 | 2030-12-31 | 1757 | 1986 | 1590 | 1349
14255 | Rheem | 610430-28/L-96-G | 2012-11-26 | 2030-12-31 | 1445 | 1628 | 1257 | 1012
14256 | Rheem | 610430-28/L-97-E | 2012-11-26 | 2030-12-31 | 1768 | 1996 | 1599 | 1357
14257 | Rheem | 610430-28/L-97-G | 2012-11-26 | 2030-12-31 | 1463 | 1648 | 1273 | 1026
14258 | Rheem | 610430-28/L-98-E | 2012-11-26 | 2030-12-31 | 1779 | 2005 | 1608 | 1365
14259 | Rheem | 610430-28/L-98-G | 2012-11-26 | 2030-12-31 | 1481 | 1667 | 1289 | 1040
14260 | Rheem | 610430-28/L-99-E | 2012-11-26 | 2030-12-31 | 1790 | 2015 | 1618 | 1372
14261 | Rheem | 610430-28/L-99-G | 2012-11-26 | 2030-12-31 | 1499 | 1687 | 1306 | 1054
14262 | Rheem | 610430-28/NPT-100-E | 2012-11-26 | 2030-12-31 | 1801 | 2024 | 1627 | 1380
14263 | Rheem | 610430-28/NPT-100-G | 2012-11-26 | 2030-12-31 | 1517 | 1707 | 1322 | 1068
14264 | Rheem | 610430-28/NPT-101-E | 2012-11-26 | 2030-12-31 | 1812 | 2034 | 1636 | 1388
14265 | Rheem | 610430-28/NPT-101-G | 2012-11-26 | 2030-12-31 | 1535 | 1726 | 1338 | 1082
14266 | Rheem | 610430-28/NPT-102-E | 2012-11-26 | 2030-12-31 | 1823 | 2043 | 1645 | 1395
14267 | Rheem | 610430-28/NPT-102-G | 2012-11-26 | 2030-12-31 | 1553 | 1746 | 1355 | 1097
14268 | Rheem | 610430-28/NPT-103-E | 2012-11-26 | 2030-12-31 | 1834 | 2053 | 1655 | 1403
14269 | Rheem | 610430-28/NPT-103-G | 2012-11-26 | 2030-12-31 | 1571 | 1765 | 1371 | 1111
14270 | Rheem | 610430-28/NPT-104-E | 2012-11-26 | 2030-12-31 | 1845 | 2062 | 1664 | 1411
14271 | Rheem | 610430-28/NPT-104-G | 2012-11-26 | 2030-12-31 | 1589 | 1785 | 1387 | 1125
14272 | Rheem | 610430-28/NPT-105-E | 2012-11-26 | 2030-12-31 | 1856 | 2072 | 1673 | 1418
14273 | Rheem | 610430-28/NPT-105-G | 2012-11-26 | 2030-12-31 | 1607 | 1805 | 1404 | 1139
14274 | Rheem | 610430-28/NPT-106-E | 2012-11-26 | 2030-12-31 | 1867 | 2081 | 1683 | 1426
14275 | Rheem | 610430-28/NPT-106-G | 2012-11-26 | 2030-12-31 | 1625 | 1824 | 1420 | 1153
14276 | Rheem | 610430-28/NPT-107-E | 2012-11-26 | 2030-12-31 | 1878 | 2091 | 1692 | 1434
14277 | Rheem | 610430-28/NPT-107-G | 2012-11-26 | 2030-12-31 | 1643 | 1844 | 1436 | 1167
14278 | Rheem | 610430-28/NPT-108-E | 2012-11-26 | 2030-12-31 | 1889 | 2100 | 1701 | 1441
14279 | Rheem | 610430-28/NPT-108-G | 2012-11-26 | 2030-12-31 | 1661 | 1863 | 1453 | 1182
14280 | Rheem | 610430-28/NPT-109-E | 2012-11-26 | 2030-12-31 | 1900 | 2110 | 1710 | 1449
14281 | Rheem | 610430-28/NPT-109-G | 2012-11-26 | 2030-12-31 | 1679 | 1883 | 1469 | 1196
14282 | Rheem | 610430-28/NPT-110-E | 2012-11-26 | 2030-12-31 | 1911 | 2119 | 1720 | 1457
14283 | Rheem | 610430-28/NPT-110-G | 2012-11-26 | 2030-12-31 | 1697 | 1903 | 1485 | 1210
14284 | Rheem | 610430-28/NPT-111-E | 2012-11-26 | 2030-12-31 | 1922 | 2129 | 1729 | 1464
14285 | Rheem | 610430-28/NPT-111-G | 2012-11-26 | 2030-12-31 | 1715 | 1922 | 1502 | 1224
14286 | Rheem | 610430-28/NPT-112-E | 2012-11-26 | 2030-12-31 | 1933 | 2138 | 1738 | 1472
14287 | Rheem | 610430-28/NPT-112-G | 2012-11-26 | 2030-12-31 | 1733 | 1942 | 1518 | 1238
14288 | Rheem | 610430-28/NPT-113-E | 2012-11-26 | 2030-12-31 | 1944 | 2148 | 1748 | 1480
14289 | Rheem | 610430-28/NPT-113-G | 2012-11-26 | 2030-12-31 | 1751 | 1961 | 1534 | 1252
14290 | Rheem | 610430-28/NPT-114-E | 2012-11-26 | 2030-12-31 | 1955 | 2157 | 1757 | 1487
14291 | Rheem | 610430-28/NPT-114-G | 2012-11-26 | 2030-12-31 | 1769 | 1981 | 1551 | 1267
14292 | Rheem | 610430-28/NPT-115-E | 2012-11-26 | 2030-12-31 | 1966 | 2167 | 1766 | 1495
14293 | Rheem | 610430-28/NPT-115-G | 2012-11-26 | 2030-12-31 | 1787 | 2001 | 1567 | 1281
14294 | Rheem | 610430-28/NPT-116-E | 2012-11-26 | 2030-12-31 | 1977 | 2176 | 1775 | 1503
14295 | Rheem | 610430-28/NPT-116-G | 2012-11-26 | 2030-12-31 | 1805 | 2020 | 1583 | 1295
14296 | Rheem | 610430-28/NPT-117-E | 2012-11-26 | 2030-12-31 | 1988 | 2186 | 1785 | 1510
14297 | Rheem | 610430-28/NPT-117-G | 2012-11-26 | 2030-12-31 | 1823 | 2040 | 1600 | 1309
14298 | Rheem | 610430-28/NPT-118-E | 2012-11-26 | 2030-12-31 | 1999 | 2195 | 1794 | 1518
14299 | Rheem | 610430-28/NPT-118-G | 2012-11-26 | 2030-12-31 | 1841 | 2059 | 1616 | 1323
14300 | Rheem | 610430-28/NPT-119-E | 2012-11-26 | 2030-12-31 | 2010 | 2205 | 1803 | 1526
14301 | Rheem | 610430-28/NPT-119-G | 2012-11-26 | 2030-12-31 | 1859 | 2079 | 1632 | 1337
14302 | Rheem | 610430-28/NPT-120-E | 2012-11-26 | 2030-12-31 | 2022 | 2215 | 1813 | 1534
14303 | Rheem | 610430-28/NPT-120-G | 2012-11-26 | 2030-12-31 | 1877 | 2099 | 1649 | 1352
14304 | Rheem | 610430-28/NPT-70-E | 2012-11-26 | 2030-12-31 | 1239 | 1417 | 1120 | 945
14305 | Rheem | 610430-28/NPT-71-E | 2012-11-26 | 2030-12-31 | 1259 | 1439 | 1138 | 960
14306 | Rheem | 610430-28/NPT-72-E | 2012-11-26 | 2030-12-31 | 1279 | 1461 | 1156 | 976
14307 | Rheem | 610430-28/NPT-73-E | 2012-11-26 | 2030-12-31 | 1299 | 1484 | 1175 | 992
14308 | Rheem | 610430-28/NPT-74-E | 2012-11-26 | 2030-12-31 | 1320 | 1506 | 1193 | 1008
14309 | Rheem | 610430-28/NPT-75-E | 2012-11-26 | 2030-12-31 | 1340 | 1529 | 1212 | 1024
14310 | Rheem | 610430-28/NPT-75-G | 2012-11-26 | 2030-12-31 | 809 | 880 | 666 | 500
14311 | Rheem | 610430-28/NPT-76-E | 2012-11-26 | 2030-12-31 | 1360 | 1551 | 1230 | 1040
14312 | Rheem | 610430-28/NPT-76-G | 2012-11-26 | 2030-12-31 | 839 | 916 | 694 | 524
14313 | Rheem | 610430-28/NPT-77-E | 2012-11-26 | 2030-12-31 | 1380 | 1573 | 1249 | 1056
14314 | Rheem | 610430-28/NPT-77-G | 2012-11-26 | 2030-12-31 | 870 | 952 | 723 | 549
14315 | Rheem | 610430-28/NPT-78-E | 2012-11-26 | 2030-12-31 | 1401 | 1596 | 1267 | 1072
14316 | Rheem | 610430-28/NPT-78-G | 2012-11-26 | 2030-12-31 | 901 | 989 | 752 | 574
14317 | Rheem | 610430-28/NPT-79-E | 2012-11-26 | 2030-12-31 | 1421 | 1618 | 1285 | 1087
14318 | Rheem | 610430-28/NPT-79-G | 2012-11-26 | 2030-12-31 | 932 | 1025 | 781 | 599
14319 | Rheem | 610430-28/NPT-80-E | 2012-11-26 | 2030-12-31 | 1441 | 1641 | 1304 | 1103
14320 | Rheem | 610430-28/NPT-80-G | 2012-11-26 | 2030-12-31 | 963 | 1062 | 809 | 624
14321 | Rheem | 610430-28/NPT-81-E | 2012-11-26 | 2030-12-31 | 1462 | 1663 | 1322 | 1119
14322 | Rheem | 610430-28/NPT-81-G | 2012-11-26 | 2030-12-31 | 994 | 1098 | 838 | 649
14323 | Rheem | 610430-28/NPT-82-E | 2012-11-26 | 2030-12-31 | 1482 | 1685 | 1341 | 1135
14324 | Rheem | 610430-28/NPT-82-G | 2012-11-26 | 2030-12-31 | 1025 | 1135 | 867 | 674
14325 | Rheem | 610430-28/NPT-83-E | 2012-11-26 | 2030-12-31 | 1502 | 1708 | 1359 | 1151
14326 | Rheem | 610430-28/NPT-83-G | 2012-11-26 | 2030-12-31 | 1056 | 1171 | 896 | 699
14327 | Rheem | 610430-28/NPT-84-E | 2012-11-26 | 2030-12-31 | 1522 | 1730 | 1378 | 1167
14328 | Rheem | 610430-28/NPT-84-G | 2012-11-26 | 2030-12-31 | 1087 | 1208 | 924 | 724
14329 | Rheem | 610430-28/NPT-85-E | 2012-11-26 | 2030-12-31 | 1543 | 1753 | 1396 | 1183
14330 | Rheem | 610430-28/NPT-85-G | 2012-11-26 | 2030-12-31 | 1118 | 1244 | 953 | 749
14331 | Rheem | 610430-28/NPT-86-E | 2012-11-26 | 2030-12-31 | 1563 | 1775 | 1415 | 1199
14332 | Rheem | 610430-28/NPT-86-G | 2012-11-26 | 2030-12-31 | 1148 | 1280 | 982 | 773
14333 | Rheem | 610430-28/NPT-87-E | 2012-11-26 | 2030-12-31 | 1583 | 1797 | 1433 | 1214
14334 | Rheem | 610430-28/NPT-87-G | 2012-11-26 | 2030-12-31 | 1179 | 1317 | 1011 | 798
14335 | Rheem | 610430-28/NPT-88-E | 2012-11-26 | 2030-12-31 | 1604 | 1820 | 1451 | 1230
14336 | Rheem | 610430-28/NPT-88-G | 2012-11-26 | 2030-12-31 | 1210 | 1353 | 1039 | 823
14337 | Rheem | 610430-28/NPT-89-E | 2012-11-26 | 2030-12-31 | 1624 | 1842 | 1470 | 1246
14338 | Rheem | 610430-28/NPT-89-G | 2012-11-26 | 2030-12-31 | 1241 | 1390 | 1068 | 848
14339 | Rheem | 610430-28/NPT-90-E | 2012-11-26 | 2030-12-31 | 1644 | 1865 | 1488 | 1262
14340 | Rheem | 610430-28/NPT-90-G | 2012-11-26 | 2030-12-31 | 1272 | 1426 | 1097 | 873
14341 | Rheem | 610430-28/NPT-91-E | 2012-11-26 | 2030-12-31 | 1664 | 1887 | 1507 | 1278
14342 | Rheem | 610430-28/NPT-91-G | 2012-11-26 | 2030-12-31 | 1303 | 1463 | 1126 | 898
14343 | Rheem | 610430-28/NPT-92-E | 2012-11-26 | 2030-12-31 | 1685 | 1909 | 1525 | 1294
14344 | Rheem | 610430-28/NPT-92-G | 2012-11-26 | 2030-12-31 | 1334 | 1499 | 1154 | 923
14345 | Rheem | 610430-28/NPT-93-E | 2012-11-26 | 2030-12-31 | 1705 | 1932 | 1544 | 1310
14346 | Rheem | 610430-28/NPT-93-G | 2012-11-26 | 2030-12-31 | 1365 | 1536 | 1183 | 948
14347 | Rheem | 610430-28/NPT-94-E | 2012-11-26 | 2030-12-31 | 1725 | 1954 | 1562 | 1326
14348 | Rheem | 610430-28/NPT-94-G | 2012-11-26 | 2030-12-31 | 1396 | 1572 | 1212 | 973
14349 | Rheem | 610430-28/NPT-95-E | 2012-11-26 | 2030-12-31 | 1746 | 1977 | 1581 | 1342
14350 | Rheem | 610430-28/NPT-95-G | 2012-11-26 | 2030-12-31 | 1427 | 1609 | 1241 | 998
14351 | Rheem | 610430-28/NPT-96-E | 2012-11-26 | 2030-12-31 | 1757 | 1986 | 1590 | 1349
14352 | Rheem | 610430-28/NPT-96-G | 2012-11-26 | 2030-12-31 | 1445 | 1628 | 1257 | 1012
14353 | Rheem | 610430-28/NPT-97-E | 2012-11-26 | 2030-12-31 | 1768 | 1996 | 1599 | 1357
14354 | Rheem | 610430-28/NPT-97-G | 2012-11-26 | 2030-12-31 | 1463 | 1648 | 1273 | 1026
14355 | Rheem | 610430-28/NPT-98-E | 2012-11-26 | 2030-12-31 | 1779 | 2005 | 1608 | 1365
14356 | Rheem | 610430-28/NPT-98-G | 2012-11-26 | 2030-12-31 | 1481 | 1667 | 1289 | 1040
14357 | Rheem | 610430-28/NPT-99-E | 2012-11-26 | 2030-12-31 | 1790 | 2015 | 1618 | 1372
14358 | Rheem | 610430-28/NPT-99-G | 2012-11-26 | 2030-12-31 | 1499 | 1687 | 1306 | 1054
14359 | Rheem | 610430-29/AP07-100-E | 2014-03-01 | 2030-12-31 | 1813 | 2043 | 1639 | 1390
14360 | Rheem | 610430-29/AP07-100-G | 2014-03-01 | 2030-12-31 | 1513 | 1702 | 1318 | 1064
14361 | Rheem | 610430-29/AP07-101-E | 2014-03-01 | 2030-12-31 | 1823 | 2052 | 1648 | 1397
14362 | Rheem | 610430-29/AP07-101-G | 2014-03-01 | 2030-12-31 | 1531 | 1721 | 1335 | 1079
14363 | Rheem | 610430-29/AP07-102-E | 2014-03-01 | 2030-12-31 | 1834 | 2060 | 1657 | 1404
14364 | Rheem | 610430-29/AP07-102-G | 2014-03-01 | 2030-12-31 | 1549 | 1741 | 1351 | 1093
14365 | Rheem | 610430-29/AP07-103-E | 2014-03-01 | 2030-12-31 | 1844 | 2069 | 1665 | 1411
14366 | Rheem | 610430-29/AP07-103-G | 2014-03-01 | 2030-12-31 | 1567 | 1761 | 1368 | 1107
14367 | Rheem | 610430-29/AP07-104-E | 2014-03-01 | 2030-12-31 | 1855 | 2077 | 1674 | 1418
14368 | Rheem | 610430-29/AP07-104-G | 2014-03-01 | 2030-12-31 | 1585 | 1781 | 1384 | 1121
14369 | Rheem | 610430-29/AP07-105-E | 2014-03-01 | 2030-12-31 | 1865 | 2086 | 1683 | 1426
14370 | Rheem | 610430-29/AP07-105-G | 2014-03-01 | 2030-12-31 | 1604 | 1800 | 1401 | 1136
14371 | Rheem | 610430-29/AP07-106-E | 2014-03-01 | 2030-12-31 | 1876 | 2095 | 1691 | 1433
14372 | Rheem | 610430-29/AP07-106-G | 2014-03-01 | 2030-12-31 | 1622 | 1820 | 1417 | 1150
14373 | Rheem | 610430-29/AP07-107-E | 2014-03-01 | 2030-12-31 | 1886 | 2103 | 1700 | 1440
14374 | Rheem | 610430-29/AP07-107-G | 2014-03-01 | 2030-12-31 | 1640 | 1840 | 1434 | 1164
14375 | Rheem | 610430-29/AP07-108-E | 2014-03-01 | 2030-12-31 | 1897 | 2112 | 1709 | 1447
14376 | Rheem | 610430-29/AP07-108-G | 2014-03-01 | 2030-12-31 | 1658 | 1860 | 1450 | 1178
14377 | Rheem | 610430-29/AP07-109-E | 2014-03-01 | 2030-12-31 | 1907 | 2120 | 1717 | 1454
14378 | Rheem | 610430-29/AP07-109-G | 2014-03-01 | 2030-12-31 | 1676 | 1879 | 1467 | 1193
14379 | Rheem | 610430-29/AP07-110-E | 2014-03-01 | 2030-12-31 | 1918 | 2129 | 1726 | 1461
14380 | Rheem | 610430-29/AP07-110-G | 2014-03-01 | 2030-12-31 | 1694 | 1899 | 1483 | 1207
14381 | Rheem | 610430-29/AP07-111-E | 2014-03-01 | 2030-12-31 | 1928 | 2137 | 1735 | 1468
14382 | Rheem | 610430-29/AP07-111-G | 2014-03-01 | 2030-12-31 | 1712 | 1919 | 1500 | 1221
14383 | Rheem | 610430-29/AP07-112-E | 2014-03-01 | 2030-12-31 | 1939 | 2146 | 1743 | 1475
14384 | Rheem | 610430-29/AP07-112-G | 2014-03-01 | 2030-12-31 | 1730 | 1939 | 1516 | 1235
14385 | Rheem | 610430-29/AP07-113-E | 2014-03-01 | 2030-12-31 | 1949 | 2155 | 1752 | 1483
14386 | Rheem | 610430-29/AP07-113-G | 2014-03-01 | 2030-12-31 | 1749 | 1958 | 1533 | 1250
14387 | Rheem | 610430-29/AP07-114-E | 2014-03-01 | 2030-12-31 | 1960 | 2163 | 1761 | 1490
14388 | Rheem | 610430-29/AP07-114-G | 2014-03-01 | 2030-12-31 | 1767 | 1978 | 1549 | 1264
14389 | Rheem | 610430-29/AP07-115-E | 2014-03-01 | 2030-12-31 | 1970 | 2172 | 1769 | 1497
14390 | Rheem | 610430-29/AP07-115-G | 2014-03-01 | 2030-12-31 | 1785 | 1998 | 1566 | 1278
14391 | Rheem | 610430-29/AP07-116-E | 2014-03-01 | 2030-12-31 | 1981 | 2180 | 1778 | 1504
14392 | Rheem | 610430-29/AP07-116-G | 2014-03-01 | 2030-12-31 | 1803 | 2018 | 1582 | 1292
14393 | Rheem | 610430-29/AP07-117-E | 2014-03-01 | 2030-12-31 | 1991 | 2189 | 1787 | 1511
14394 | Rheem | 610430-29/AP07-117-G | 2014-03-01 | 2030-12-31 | 1821 | 2037 | 1599 | 1307
14395 | Rheem | 610430-29/AP07-118-E | 2014-03-01 | 2030-12-31 | 2002 | 2197 | 1795 | 1518
14396 | Rheem | 610430-29/AP07-118-G | 2014-03-01 | 2030-12-31 | 1839 | 2057 | 1615 | 1321
14397 | Rheem | 610430-29/AP07-119-E | 2014-03-01 | 2030-12-31 | 2012 | 2206 | 1804 | 1525
14398 | Rheem | 610430-29/AP07-119-G | 2014-03-01 | 2030-12-31 | 1857 | 2077 | 1632 | 1335
14399 | Rheem | 610430-29/AP07-120-E | 2014-03-01 | 2030-12-31 | 2023 | 2215 | 1813 | 1533
14400 | Rheem | 610430-29/AP07-120-G | 2014-03-01 | 2030-12-31 | 1876 | 2097 | 1649 | 1350
14401 | Rheem | 610430-29/AP07-73-E | 2014-03-01 | 2030-12-31 | 1297 | 1479 | 1171 | 986
14402 | Rheem | 610430-29/AP07-74-E | 2014-03-01 | 2030-12-31 | 1317 | 1501 | 1189 | 1001
14403 | Rheem | 610430-29/AP07-75-E | 2014-03-01 | 2030-12-31 | 1337 | 1523 | 1207 | 1017
14404 | Rheem | 610430-29/AP07-76-E | 2014-03-01 | 2030-12-31 | 1357 | 1546 | 1226 | 1033
14405 | Rheem | 610430-29/AP07-77-E | 2014-03-01 | 2030-12-31 | 1377 | 1568 | 1244 | 1049
14406 | Rheem | 610430-29/AP07-77-G | 2014-03-01 | 2030-12-31 | 831 | 903 | 686 | 515
14407 | Rheem | 610430-29/AP07-78-E | 2014-03-01 | 2030-12-31 | 1398 | 1591 | 1263 | 1065
14408 | Rheem | 610430-29/AP07-78-G | 2014-03-01 | 2030-12-31 | 862 | 940 | 715 | 540
14409 | Rheem | 610430-29/AP07-79-E | 2014-03-01 | 2030-12-31 | 1418 | 1613 | 1281 | 1081
14410 | Rheem | 610430-29/AP07-79-G | 2014-03-01 | 2030-12-31 | 893 | 977 | 744 | 565
14411 | Rheem | 610430-29/AP07-80-E | 2014-03-01 | 2030-12-31 | 1438 | 1636 | 1300 | 1097
14412 | Rheem | 610430-29/AP07-80-G | 2014-03-01 | 2030-12-31 | 925 | 1014 | 773 | 591
14413 | Rheem | 610430-29/AP07-81-E | 2014-03-01 | 2030-12-31 | 1458 | 1658 | 1318 | 1113
14414 | Rheem | 610430-29/AP07-81-G | 2014-03-01 | 2030-12-31 | 956 | 1051 | 802 | 616
14415 | Rheem | 610430-29/AP07-82-E | 2014-03-01 | 2030-12-31 | 1478 | 1681 | 1337 | 1129
14416 | Rheem | 610430-29/AP07-82-G | 2014-03-01 | 2030-12-31 | 988 | 1088 | 831 | 641
14417 | Rheem | 610430-29/AP07-83-E | 2014-03-01 | 2030-12-31 | 1499 | 1703 | 1355 | 1145
14418 | Rheem | 610430-29/AP07-83-G | 2014-03-01 | 2030-12-31 | 1019 | 1125 | 860 | 667
14419 | Rheem | 610430-29/AP07-84-E | 2014-03-01 | 2030-12-31 | 1519 | 1726 | 1374 | 1161
14420 | Rheem | 610430-29/AP07-84-G | 2014-03-01 | 2030-12-31 | 1050 | 1162 | 890 | 692
14421 | Rheem | 610430-29/AP07-85-E | 2014-03-01 | 2030-12-31 | 1539 | 1748 | 1392 | 1177
14422 | Rheem | 610430-29/AP07-85-G | 2014-03-01 | 2030-12-31 | 1082 | 1199 | 919 | 717
14423 | Rheem | 610430-29/AP07-86-E | 2014-03-01 | 2030-12-31 | 1559 | 1770 | 1410 | 1193
14424 | Rheem | 610430-29/AP07-86-G | 2014-03-01 | 2030-12-31 | 1113 | 1236 | 948 | 743
14425 | Rheem | 610430-29/AP07-87-E | 2014-03-01 | 2030-12-31 | 1579 | 1793 | 1429 | 1209
14426 | Rheem | 610430-29/AP07-87-G | 2014-03-01 | 2030-12-31 | 1145 | 1273 | 977 | 768
14427 | Rheem | 610430-29/AP07-88-E | 2014-03-01 | 2030-12-31 | 1600 | 1815 | 1447 | 1225
14428 | Rheem | 610430-29/AP07-88-G | 2014-03-01 | 2030-12-31 | 1176 | 1310 | 1006 | 793
14429 | Rheem | 610430-29/AP07-89-E | 2014-03-01 | 2030-12-31 | 1620 | 1838 | 1466 | 1241
14430 | Rheem | 610430-29/AP07-89-G | 2014-03-01 | 2030-12-31 | 1207 | 1347 | 1035 | 819
14431 | Rheem | 610430-29/AP07-90-E | 2014-03-01 | 2030-12-31 | 1640 | 1860 | 1484 | 1257
14432 | Rheem | 610430-29/AP07-90-G | 2014-03-01 | 2030-12-31 | 1239 | 1384 | 1064 | 844
14433 | Rheem | 610430-29/AP07-91-E | 2014-03-01 | 2030-12-31 | 1660 | 1883 | 1503 | 1273
14434 | Rheem | 610430-29/AP07-91-G | 2014-03-01 | 2030-12-31 | 1270 | 1421 | 1094 | 869
14435 | Rheem | 610430-29/AP07-92-E | 2014-03-01 | 2030-12-31 | 1680 | 1905 | 1521 | 1289
14436 | Rheem | 610430-29/AP07-92-G | 2014-03-01 | 2030-12-31 | 1302 | 1458 | 1123 | 895
14437 | Rheem | 610430-29/AP07-93-E | 2014-03-01 | 2030-12-31 | 1701 | 1928 | 1540 | 1305
14438 | Rheem | 610430-29/AP07-93-G | 2014-03-01 | 2030-12-31 | 1333 | 1495 | 1152 | 920
14439 | Rheem | 610430-29/AP07-94-E | 2014-03-01 | 2030-12-31 | 1721 | 1950 | 1558 | 1321
14440 | Rheem | 610430-29/AP07-94-G | 2014-03-01 | 2030-12-31 | 1364 | 1532 | 1181 | 945
14441 | Rheem | 610430-29/AP07-95-E | 2014-03-01 | 2030-12-31 | 1741 | 1973 | 1577 | 1337
14442 | Rheem | 610430-29/AP07-95-G | 2014-03-01 | 2030-12-31 | 1396 | 1569 | 1210 | 971
14443 | Rheem | 610430-29/AP07-96-E | 2014-03-01 | 2030-12-31 | 1761 | 1995 | 1595 | 1353
14444 | Rheem | 610430-29/AP07-96-G | 2014-03-01 | 2030-12-31 | 1427 | 1606 | 1239 | 996
14445 | Rheem | 610430-29/AP07-97-E | 2014-03-01 | 2030-12-31 | 1782 | 2018 | 1614 | 1369
14446 | Rheem | 610430-29/AP07-97-G | 2014-03-01 | 2030-12-31 | 1459 | 1643 | 1269 | 1022
14447 | Rheem | 610430-29/AP07-98-E | 2014-03-01 | 2030-12-31 | 1792 | 2026 | 1622 | 1376
14448 | Rheem | 610430-29/AP07-98-G | 2014-03-01 | 2030-12-31 | 1477 | 1662 | 1285 | 1036
14449 | Rheem | 610430-29/AP07-99-E | 2014-03-01 | 2030-12-31 | 1802 | 2035 | 1631 | 1383
14450 | Rheem | 610430-29/AP07-99-G | 2014-03-01 | 2030-12-31 | 1495 | 1682 | 1302 | 1050
14451 | Rheem | 610430-29/L-100-E | 2012-11-26 | 2030-12-31 | 1813 | 2043 | 1639 | 1390
14452 | Rheem | 610430-29/L-100-G | 2012-11-26 | 2030-12-31 | 1513 | 1702 | 1318 | 1064
14453 | Rheem | 610430-29/L-101-E | 2012-11-26 | 2030-12-31 | 1823 | 2052 | 1648 | 1397
14454 | Rheem | 610430-29/L-101-G | 2012-11-26 | 2030-12-31 | 1531 | 1721 | 1335 | 1079
14455 | Rheem | 610430-29/L-102-E | 2012-11-26 | 2030-12-31 | 1834 | 2060 | 1657 | 1404
14456 | Rheem | 610430-29/L-102-G | 2012-11-26 | 2030-12-31 | 1549 | 1741 | 1351 | 1093
14457 | Rheem | 610430-29/L-103-E | 2012-11-26 | 2030-12-31 | 1844 | 2069 | 1665 | 1411
14458 | Rheem | 610430-29/L-103-G | 2012-11-26 | 2030-12-31 | 1567 | 1761 | 1368 | 1107
14459 | Rheem | 610430-29/L-104-E | 2012-11-26 | 2030-12-31 | 1855 | 2077 | 1674 | 1418
14460 | Rheem | 610430-29/L-104-G | 2012-11-26 | 2030-12-31 | 1585 | 1781 | 1384 | 1121
14461 | Rheem | 610430-29/L-105-E | 2012-11-26 | 2030-12-31 | 1865 | 2086 | 1683 | 1426
14462 | Rheem | 610430-29/L-105-G | 2012-11-26 | 2030-12-31 | 1604 | 1800 | 1401 | 1136
14463 | Rheem | 610430-29/L-106-E | 2012-11-26 | 2030-12-31 | 1876 | 2095 | 1691 | 1433
14464 | Rheem | 610430-29/L-106-G | 2012-11-26 | 2030-12-31 | 1622 | 1820 | 1417 | 1150
14465 | Rheem | 610430-29/L-107-E | 2012-11-26 | 2030-12-31 | 1886 | 2103 | 1700 | 1440
14466 | Rheem | 610430-29/L-107-G | 2012-11-26 | 2030-12-31 | 1640 | 1840 | 1434 | 1164
14467 | Rheem | 610430-29/L-108-E | 2012-11-26 | 2030-12-31 | 1897 | 2112 | 1709 | 1447
14468 | Rheem | 610430-29/L-108-G | 2012-11-26 | 2030-12-31 | 1658 | 1860 | 1450 | 1178
14469 | Rheem | 610430-29/L-109-E | 2012-11-26 | 2030-12-31 | 1907 | 2120 | 1717 | 1454
14470 | Rheem | 610430-29/L-109-G | 2012-11-26 | 2030-12-31 | 1676 | 1879 | 1467 | 1193
14471 | Rheem | 610430-29/L-110-E | 2012-11-26 | 2030-12-31 | 1918 | 2129 | 1726 | 1461
14472 | Rheem | 610430-29/L-110-G | 2012-11-26 | 2030-12-31 | 1694 | 1899 | 1483 | 1207
14473 | Rheem | 610430-29/L-111-E | 2012-11-26 | 2030-12-31 | 1928 | 2137 | 1735 | 1468
14474 | Rheem | 610430-29/L-111-G | 2012-11-26 | 2030-12-31 | 1712 | 1919 | 1500 | 1221
14475 | Rheem | 610430-29/L-112-E | 2012-11-26 | 2030-12-31 | 1939 | 2146 | 1743 | 1475
14476 | Rheem | 610430-29/L-112-G | 2012-11-26 | 2030-12-31 | 1730 | 1939 | 1516 | 1235
14477 | Rheem | 610430-29/L-113-E | 2012-11-26 | 2030-12-31 | 1949 | 2155 | 1752 | 1483
14478 | Rheem | 610430-29/L-113-G | 2012-11-26 | 2030-12-31 | 1749 | 1958 | 1533 | 1250
14479 | Rheem | 610430-29/L-114-E | 2012-11-26 | 2030-12-31 | 1960 | 2163 | 1761 | 1490
14480 | Rheem | 610430-29/L-114-G | 2012-11-26 | 2030-12-31 | 1767 | 1978 | 1549 | 1264
14481 | Rheem | 610430-29/L-115-E | 2012-11-26 | 2030-12-31 | 1970 | 2172 | 1769 | 1497
14482 | Rheem | 610430-29/L-115-G | 2012-11-26 | 2030-12-31 | 1785 | 1998 | 1566 | 1278
14483 | Rheem | 610430-29/L-116-E | 2012-11-26 | 2030-12-31 | 1981 | 2180 | 1778 | 1504
14484 | Rheem | 610430-29/L-116-G | 2012-11-26 | 2030-12-31 | 1803 | 2018 | 1582 | 1292
14485 | Rheem | 610430-29/L-117-E | 2012-11-26 | 2030-12-31 | 1991 | 2189 | 1787 | 1511
14486 | Rheem | 610430-29/L-117-G | 2012-11-26 | 2030-12-31 | 1821 | 2037 | 1599 | 1307
14487 | Rheem | 610430-29/L-118-E | 2012-11-26 | 2030-12-31 | 2002 | 2197 | 1795 | 1518
14488 | Rheem | 610430-29/L-118-G | 2012-11-26 | 2030-12-31 | 1839 | 2057 | 1615 | 1321
14489 | Rheem | 610430-29/L-119-E | 2012-11-26 | 2030-12-31 | 2012 | 2206 | 1804 | 1525
14490 | Rheem | 610430-29/L-119-G | 2012-11-26 | 2030-12-31 | 1857 | 2077 | 1632 | 1335
14491 | Rheem | 610430-29/L-120-E | 2012-11-26 | 2030-12-31 | 2023 | 2215 | 1813 | 1533
14492 | Rheem | 610430-29/L-120-G | 2012-11-26 | 2030-12-31 | 1876 | 2097 | 1649 | 1350
14493 | Rheem | 610430-29/L-73-E | 2012-11-26 | 2030-12-31 | 1297 | 1479 | 1171 | 986
14494 | Rheem | 610430-29/L-74-E | 2012-11-26 | 2030-12-31 | 1317 | 1501 | 1189 | 1001
14495 | Rheem | 610430-29/L-75-E | 2012-11-26 | 2030-12-31 | 1337 | 1523 | 1207 | 1017
14496 | Rheem | 610430-29/L-76-E | 2012-11-26 | 2030-12-31 | 1357 | 1546 | 1226 | 1033
14497 | Rheem | 610430-29/L-77-E | 2012-11-26 | 2030-12-31 | 1377 | 1568 | 1244 | 1049
14498 | Rheem | 610430-29/L-77-G | 2012-11-26 | 2030-12-31 | 831 | 903 | 686 | 515
14499 | Rheem | 610430-29/L-78-E | 2012-11-26 | 2030-12-31 | 1398 | 1591 | 1263 | 1065
14500 | Rheem | 610430-29/L-78-G | 2012-11-26 | 2030-12-31 | 862 | 940 | 715 | 540
14501 | Rheem | 610430-29/L-79-E | 2012-11-26 | 2030-12-31 | 1418 | 1613 | 1281 | 1081
14502 | Rheem | 610430-29/L-79-G | 2012-11-26 | 2030-12-31 | 893 | 977 | 744 | 565
14503 | Rheem | 610430-29/L-80-E | 2012-11-26 | 2030-12-31 | 1438 | 1636 | 1300 | 1097
14504 | Rheem | 610430-29/L-80-G | 2012-11-26 | 2030-12-31 | 925 | 1014 | 773 | 591
14505 | Rheem | 610430-29/L-81-E | 2012-11-26 | 2030-12-31 | 1458 | 1658 | 1318 | 1113
14506 | Rheem | 610430-29/L-81-G | 2012-11-26 | 2030-12-31 | 956 | 1051 | 802 | 616
14507 | Rheem | 610430-29/L-82-E | 2012-11-26 | 2030-12-31 | 1478 | 1681 | 1337 | 1129
14508 | Rheem | 610430-29/L-82-G | 2012-11-26 | 2030-12-31 | 988 | 1088 | 831 | 641
14509 | Rheem | 610430-29/L-83-E | 2012-11-26 | 2030-12-31 | 1499 | 1703 | 1355 | 1145
14510 | Rheem | 610430-29/L-83-G | 2012-11-26 | 2030-12-31 | 1019 | 1125 | 860 | 667
14511 | Rheem | 610430-29/L-84-E | 2012-11-26 | 2030-12-31 | 1519 | 1726 | 1374 | 1161
14512 | Rheem | 610430-29/L-84-G | 2012-11-26 | 2030-12-31 | 1050 | 1162 | 890 | 692
14513 | Rheem | 610430-29/L-85-E | 2012-11-26 | 2030-12-31 | 1539 | 1748 | 1392 | 1177
14514 | Rheem | 610430-29/L-85-G | 2012-11-26 | 2030-12-31 | 1082 | 1199 | 919 | 717
14515 | Rheem | 610430-29/L-86-E | 2012-11-26 | 2030-12-31 | 1559 | 1770 | 1410 | 1193
14516 | Rheem | 610430-29/L-86-G | 2012-11-26 | 2030-12-31 | 1113 | 1236 | 948 | 743
14517 | Rheem | 610430-29/L-87-E | 2012-11-26 | 2030-12-31 | 1579 | 1793 | 1429 | 1209
14518 | Rheem | 610430-29/L-87-G | 2012-11-26 | 2030-12-31 | 1145 | 1273 | 977 | 768
14519 | Rheem | 610430-29/L-88-E | 2012-11-26 | 2030-12-31 | 1600 | 1815 | 1447 | 1225
14520 | Rheem | 610430-29/L-88-G | 2012-11-26 | 2030-12-31 | 1176 | 1310 | 1006 | 793
14521 | Rheem | 610430-29/L-89-E | 2012-11-26 | 2030-12-31 | 1620 | 1838 | 1466 | 1241
14522 | Rheem | 610430-29/L-89-G | 2012-11-26 | 2030-12-31 | 1207 | 1347 | 1035 | 819
14523 | Rheem | 610430-29/L-90-E | 2012-11-26 | 2030-12-31 | 1640 | 1860 | 1484 | 1257
14524 | Rheem | 610430-29/L-90-G | 2012-11-26 | 2030-12-31 | 1239 | 1384 | 1064 | 844
14525 | Rheem | 610430-29/L-91-E | 2012-11-26 | 2030-12-31 | 1660 | 1883 | 1503 | 1273
14526 | Rheem | 610430-29/L-91-G | 2012-11-26 | 2030-12-31 | 1270 | 1421 | 1094 | 869
14527 | Rheem | 610430-29/L-92-E | 2012-11-26 | 2030-12-31 | 1680 | 1905 | 1521 | 1289
14528 | Rheem | 610430-29/L-92-G | 2012-11-26 | 2030-12-31 | 1302 | 1458 | 1123 | 895
14529 | Rheem | 610430-29/L-93-E | 2012-11-26 | 2030-12-31 | 1701 | 1928 | 1540 | 1305
14530 | Rheem | 610430-29/L-93-G | 2012-11-26 | 2030-12-31 | 1333 | 1495 | 1152 | 920
14531 | Rheem | 610430-29/L-94-E | 2012-11-26 | 2030-12-31 | 1721 | 1950 | 1558 | 1321
14532 | Rheem | 610430-29/L-94-G | 2012-11-26 | 2030-12-31 | 1364 | 1532 | 1181 | 945
14533 | Rheem | 610430-29/L-95-E | 2012-11-26 | 2030-12-31 | 1741 | 1973 | 1577 | 1337
14534 | Rheem | 610430-29/L-95-G | 2012-11-26 | 2030-12-31 | 1396 | 1569 | 1210 | 971
14535 | Rheem | 610430-29/L-96-E | 2012-11-26 | 2030-12-31 | 1761 | 1995 | 1595 | 1353
14536 | Rheem | 610430-29/L-96-G | 2012-11-26 | 2030-12-31 | 1427 | 1606 | 1239 | 996
14537 | Rheem | 610430-29/L-97-E | 2012-11-26 | 2030-12-31 | 1782 | 2018 | 1614 | 1369
14538 | Rheem | 610430-29/L-97-G | 2012-11-26 | 2030-12-31 | 1459 | 1643 | 1269 | 1022
14539 | Rheem | 610430-29/L-98-E | 2012-11-26 | 2030-12-31 | 1792 | 2026 | 1622 | 1376
14540 | Rheem | 610430-29/L-98-G | 2012-11-26 | 2030-12-31 | 1477 | 1662 | 1285 | 1036
14541 | Rheem | 610430-29/L-99-E | 2012-11-26 | 2030-12-31 | 1802 | 2035 | 1631 | 1383
14542 | Rheem | 610430-29/L-99-G | 2012-11-26 | 2030-12-31 | 1495 | 1682 | 1302 | 1050
14543 | Rheem | 610430-29/NPT-100-E | 2012-11-26 | 2030-12-31 | 1813 | 2043 | 1639 | 1390
14544 | Rheem | 610430-29/NPT-100-G | 2012-11-26 | 2030-12-31 | 1513 | 1702 | 1318 | 1064
14545 | Rheem | 610430-29/NPT-101-E | 2012-11-26 | 2030-12-31 | 1823 | 2052 | 1648 | 1397
14546 | Rheem | 610430-29/NPT-101-G | 2012-11-26 | 2030-12-31 | 1531 | 1721 | 1335 | 1079
14547 | Rheem | 610430-29/NPT-102-E | 2012-11-26 | 2030-12-31 | 1834 | 2060 | 1657 | 1404
14548 | Rheem | 610430-29/NPT-102-G | 2012-11-26 | 2030-12-31 | 1549 | 1741 | 1351 | 1093
14549 | Rheem | 610430-29/NPT-103-E | 2012-11-26 | 2030-12-31 | 1844 | 2069 | 1665 | 1411
14550 | Rheem | 610430-29/NPT-103-G | 2012-11-26 | 2030-12-31 | 1567 | 1761 | 1368 | 1107
14551 | Rheem | 610430-29/NPT-104-E | 2012-11-26 | 2030-12-31 | 1855 | 2077 | 1674 | 1418
14552 | Rheem | 610430-29/NPT-104-G | 2012-11-26 | 2030-12-31 | 1585 | 1781 | 1384 | 1121
14553 | Rheem | 610430-29/NPT-105-E | 2012-11-26 | 2030-12-31 | 1865 | 2086 | 1683 | 1426
14554 | Rheem | 610430-29/NPT-105-G | 2012-11-26 | 2030-12-31 | 1604 | 1800 | 1401 | 1136
14555 | Rheem | 610430-29/NPT-106-E | 2012-11-26 | 2030-12-31 | 1876 | 2095 | 1691 | 1433
14556 | Rheem | 610430-29/NPT-106-G | 2012-11-26 | 2030-12-31 | 1622 | 1820 | 1417 | 1150
14557 | Rheem | 610430-29/NPT-107-E | 2012-11-26 | 2030-12-31 | 1886 | 2103 | 1700 | 1440
14558 | Rheem | 610430-29/NPT-107-G | 2012-11-26 | 2030-12-31 | 1640 | 1840 | 1434 | 1164
14559 | Rheem | 610430-29/NPT-108-E | 2012-11-26 | 2030-12-31 | 1897 | 2112 | 1709 | 1447
14560 | Rheem | 610430-29/NPT-108-G | 2012-11-26 | 2030-12-31 | 1658 | 1860 | 1450 | 1178
14561 | Rheem | 610430-29/NPT-109-E | 2012-11-26 | 2030-12-31 | 1907 | 2120 | 1717 | 1454
14562 | Rheem | 610430-29/NPT-109-G | 2012-11-26 | 2030-12-31 | 1676 | 1879 | 1467 | 1193
14563 | Rheem | 610430-29/NPT-110-E | 2012-11-26 | 2030-12-31 | 1918 | 2129 | 1726 | 1461
14564 | Rheem | 610430-29/NPT-110-G | 2012-11-26 | 2030-12-31 | 1694 | 1899 | 1483 | 1207
14565 | Rheem | 610430-29/NPT-111-E | 2012-11-26 | 2030-12-31 | 1928 | 2137 | 1735 | 1468
14566 | Rheem | 610430-29/NPT-111-G | 2012-11-26 | 2030-12-31 | 1712 | 1919 | 1500 | 1221
14567 | Rheem | 610430-29/NPT-112-E | 2012-11-26 | 2030-12-31 | 1939 | 2146 | 1743 | 1475
14568 | Rheem | 610430-29/NPT-112-G | 2012-11-26 | 2030-12-31 | 1730 | 1939 | 1516 | 1235
14569 | Rheem | 610430-29/NPT-113-E | 2012-11-26 | 2030-12-31 | 1949 | 2155 | 1752 | 1483
14570 | Rheem | 610430-29/NPT-113-G | 2012-11-26 | 2030-12-31 | 1749 | 1958 | 1533 | 1250
14571 | Rheem | 610430-29/NPT-114-E | 2012-11-26 | 2030-12-31 | 1960 | 2163 | 1761 | 1490
14572 | Rheem | 610430-29/NPT-114-G | 2012-11-26 | 2030-12-31 | 1767 | 1978 | 1549 | 1264
14573 | Rheem | 610430-29/NPT-115-E | 2012-11-26 | 2030-12-31 | 1970 | 2172 | 1769 | 1497
14574 | Rheem | 610430-29/NPT-115-G | 2012-11-26 | 2030-12-31 | 1785 | 1998 | 1566 | 1278
14575 | Rheem | 610430-29/NPT-116-E | 2012-11-26 | 2030-12-31 | 1981 | 2180 | 1778 | 1504
14576 | Rheem | 610430-29/NPT-116-G | 2012-11-26 | 2030-12-31 | 1803 | 2018 | 1582 | 1292
14577 | Rheem | 610430-29/NPT-117-E | 2012-11-26 | 2030-12-31 | 1991 | 2189 | 1787 | 1511
14578 | Rheem | 610430-29/NPT-117-G | 2012-11-26 | 2030-12-31 | 1821 | 2037 | 1599 | 1307
14579 | Rheem | 610430-29/NPT-118-E | 2012-11-26 | 2030-12-31 | 2002 | 2197 | 1795 | 1518
14580 | Rheem | 610430-29/NPT-118-G | 2012-11-26 | 2030-12-31 | 1839 | 2057 | 1615 | 1321
14581 | Rheem | 610430-29/NPT-119-E | 2012-11-26 | 2030-12-31 | 2012 | 2206 | 1804 | 1525
14582 | Rheem | 610430-29/NPT-119-G | 2012-11-26 | 2030-12-31 | 1857 | 2077 | 1632 | 1335
14583 | Rheem | 610430-29/NPT-120-E | 2012-11-26 | 2030-12-31 | 2023 | 2215 | 1813 | 1533
14584 | Rheem | 610430-29/NPT-120-G | 2012-11-26 | 2030-12-31 | 1876 | 2097 | 1649 | 1350
14585 | Rheem | 610430-29/NPT-73-E | 2012-11-26 | 2030-12-31 | 1297 | 1479 | 1171 | 986
14586 | Rheem | 610430-29/NPT-74-E | 2012-11-26 | 2030-12-31 | 1317 | 1501 | 1189 | 1001
14587 | Rheem | 610430-29/NPT-75-E | 2012-11-26 | 2030-12-31 | 1337 | 1523 | 1207 | 1017
14588 | Rheem | 610430-29/NPT-76-E | 2012-11-26 | 2030-12-31 | 1357 | 1546 | 1226 | 1033
14589 | Rheem | 610430-29/NPT-77-E | 2012-11-26 | 2030-12-31 | 1377 | 1568 | 1244 | 1049
14590 | Rheem | 610430-29/NPT-77-G | 2012-11-26 | 2030-12-31 | 831 | 903 | 686 | 515
14591 | Rheem | 610430-29/NPT-78-E | 2012-11-26 | 2030-12-31 | 1398 | 1591 | 1263 | 1065
14592 | Rheem | 610430-29/NPT-78-G | 2012-11-26 | 2030-12-31 | 862 | 940 | 715 | 540
14593 | Rheem | 610430-29/NPT-79-E | 2012-11-26 | 2030-12-31 | 1418 | 1613 | 1281 | 1081
14594 | Rheem | 610430-29/NPT-79-G | 2012-11-26 | 2030-12-31 | 893 | 977 | 744 | 565
14595 | Rheem | 610430-29/NPT-80-E | 2012-11-26 | 2030-12-31 | 1438 | 1636 | 1300 | 1097
14596 | Rheem | 610430-29/NPT-80-G | 2012-11-26 | 2030-12-31 | 925 | 1014 | 773 | 591
14597 | Rheem | 610430-29/NPT-81-E | 2012-11-26 | 2030-12-31 | 1458 | 1658 | 1318 | 1113
14598 | Rheem | 610430-29/NPT-81-G | 2012-11-26 | 2030-12-31 | 956 | 1051 | 802 | 616
14599 | Rheem | 610430-29/NPT-82-E | 2012-11-26 | 2030-12-31 | 1478 | 1681 | 1337 | 1129
14600 | Rheem | 610430-29/NPT-82-G | 2012-11-26 | 2030-12-31 | 988 | 1088 | 831 | 641
14601 | Rheem | 610430-29/NPT-83-E | 2012-11-26 | 2030-12-31 | 1499 | 1703 | 1355 | 1145
14602 | Rheem | 610430-29/NPT-83-G | 2012-11-26 | 2030-12-31 | 1019 | 1125 | 860 | 667
14603 | Rheem | 610430-29/NPT-84-E | 2012-11-26 | 2030-12-31 | 1519 | 1726 | 1374 | 1161
14604 | Rheem | 610430-29/NPT-84-G | 2012-11-26 | 2030-12-31 | 1050 | 1162 | 890 | 692
14605 | Rheem | 610430-29/NPT-85-E | 2012-11-26 | 2030-12-31 | 1539 | 1748 | 1392 | 1177
14606 | Rheem | 610430-29/NPT-85-G | 2012-11-26 | 2030-12-31 | 1082 | 1199 | 919 | 717
14607 | Rheem | 610430-29/NPT-86-E | 2012-11-26 | 2030-12-31 | 1559 | 1770 | 1410 | 1193
14608 | Rheem | 610430-29/NPT-86-G | 2012-11-26 | 2030-12-31 | 1113 | 1236 | 948 | 743
14609 | Rheem | 610430-29/NPT-87-E | 2012-11-26 | 2030-12-31 | 1579 | 1793 | 1429 | 1209
14610 | Rheem | 610430-29/NPT-87-G | 2012-11-26 | 2030-12-31 | 1145 | 1273 | 977 | 768
14611 | Rheem | 610430-29/NPT-88-E | 2012-11-26 | 2030-12-31 | 1600 | 1815 | 1447 | 1225
14612 | Rheem | 610430-29/NPT-88-G | 2012-11-26 | 2030-12-31 | 1176 | 1310 | 1006 | 793
14613 | Rheem | 610430-29/NPT-89-E | 2012-11-26 | 2030-12-31 | 1620 | 1838 | 1466 | 1241
14614 | Rheem | 610430-29/NPT-89-G | 2012-11-26 | 2030-12-31 | 1207 | 1347 | 1035 | 819
14615 | Rheem | 610430-29/NPT-90-E | 2012-11-26 | 2030-12-31 | 1640 | 1860 | 1484 | 1257
14616 | Rheem | 610430-29/NPT-90-G | 2012-11-26 | 2030-12-31 | 1239 | 1384 | 1064 | 844
14617 | Rheem | 610430-29/NPT-91-E | 2012-11-26 | 2030-12-31 | 1660 | 1883 | 1503 | 1273
14618 | Rheem | 610430-29/NPT-91-G | 2012-11-26 | 2030-12-31 | 1270 | 1421 | 1094 | 869
14619 | Rheem | 610430-29/NPT-92-E | 2012-11-26 | 2030-12-31 | 1680 | 1905 | 1521 | 1289
14620 | Rheem | 610430-29/NPT-92-G | 2012-11-26 | 2030-12-31 | 1302 | 1458 | 1123 | 895
14621 | Rheem | 610430-29/NPT-93-E | 2012-11-26 | 2030-12-31 | 1701 | 1928 | 1540 | 1305
14622 | Rheem | 610430-29/NPT-93-G | 2012-11-26 | 2030-12-31 | 1333 | 1495 | 1152 | 920
14623 | Rheem | 610430-29/NPT-94-E | 2012-11-26 | 2030-12-31 | 1721 | 1950 | 1558 | 1321
14624 | Rheem | 610430-29/NPT-94-G | 2012-11-26 | 2030-12-31 | 1364 | 1532 | 1181 | 945
14625 | Rheem | 610430-29/NPT-95-E | 2012-11-26 | 2030-12-31 | 1741 | 1973 | 1577 | 1337
14626 | Rheem | 610430-29/NPT-95-G | 2012-11-26 | 2030-12-31 | 1396 | 1569 | 1210 | 971
14627 | Rheem | 610430-29/NPT-96-E | 2012-11-26 | 2030-12-31 | 1761 | 1995 | 1595 | 1353
14628 | Rheem | 610430-29/NPT-96-G | 2012-11-26 | 2030-12-31 | 1427 | 1606 | 1239 | 996
14629 | Rheem | 610430-29/NPT-97-E | 2012-11-26 | 2030-12-31 | 1782 | 2018 | 1614 | 1369
14630 | Rheem | 610430-29/NPT-97-G | 2012-11-26 | 2030-12-31 | 1459 | 1643 | 1269 | 1022
14631 | Rheem | 610430-29/NPT-98-E | 2012-11-26 | 2030-12-31 | 1792 | 2026 | 1622 | 1376
14632 | Rheem | 610430-29/NPT-98-G | 2012-11-26 | 2030-12-31 | 1477 | 1662 | 1285 | 1036
14633 | Rheem | 610430-29/NPT-99-E | 2012-11-26 | 2030-12-31 | 1802 | 2035 | 1631 | 1383
14634 | Rheem | 610430-29/NPT-99-G | 2012-11-26 | 2030-12-31 | 1495 | 1682 | 1302 | 1050
14635 | Rheem | 610430-30/AP07-100-E | 2014-03-01 | 2030-12-31 | 1820 | 2054 | 1646 | 1396
14636 | Rheem | 610430-30/AP07-100-G | 2014-03-01 | 2030-12-31 | 1510 | 1699 | 1317 | 1062
14637 | Rheem | 610430-30/AP07-101-E | 2014-03-01 | 2030-12-31 | 1830 | 2062 | 1654 | 1403
14638 | Rheem | 610430-30/AP07-101-G | 2014-03-01 | 2030-12-31 | 1528 | 1719 | 1333 | 1076
14639 | Rheem | 610430-30/AP07-102-E | 2014-03-01 | 2030-12-31 | 1840 | 2070 | 1663 | 1410
14640 | Rheem | 610430-30/AP07-102-G | 2014-03-01 | 2030-12-31 | 1547 | 1739 | 1350 | 1090
14641 | Rheem | 610430-30/AP07-103-E | 2014-03-01 | 2030-12-31 | 1850 | 2078 | 1671 | 1416
14642 | Rheem | 610430-30/AP07-103-G | 2014-03-01 | 2030-12-31 | 1565 | 1758 | 1366 | 1105
14643 | Rheem | 610430-30/AP07-104-E | 2014-03-01 | 2030-12-31 | 1860 | 2086 | 1679 | 1423
14644 | Rheem | 610430-30/AP07-104-G | 2014-03-01 | 2030-12-31 | 1583 | 1778 | 1383 | 1119
14645 | Rheem | 610430-30/AP07-105-E | 2014-03-01 | 2030-12-31 | 1870 | 2094 | 1687 | 1430
14646 | Rheem | 610430-30/AP07-105-G | 2014-03-01 | 2030-12-31 | 1601 | 1798 | 1399 | 1133
14647 | Rheem | 610430-30/AP07-106-E | 2014-03-01 | 2030-12-31 | 1881 | 2102 | 1696 | 1437
14648 | Rheem | 610430-30/AP07-106-G | 2014-03-01 | 2030-12-31 | 1620 | 1818 | 1416 | 1147
14649 | Rheem | 610430-30/AP07-107-E | 2014-03-01 | 2030-12-31 | 1891 | 2110 | 1704 | 1443
14650 | Rheem | 610430-30/AP07-107-G | 2014-03-01 | 2030-12-31 | 1638 | 1837 | 1432 | 1162
14651 | Rheem | 610430-30/AP07-108-E | 2014-03-01 | 2030-12-31 | 1901 | 2118 | 1712 | 1450
14652 | Rheem | 610430-30/AP07-108-G | 2014-03-01 | 2030-12-31 | 1656 | 1857 | 1449 | 1176
14653 | Rheem | 610430-30/AP07-109-E | 2014-03-01 | 2030-12-31 | 1911 | 2126 | 1721 | 1457
14654 | Rheem | 610430-30/AP07-109-G | 2014-03-01 | 2030-12-31 | 1675 | 1877 | 1466 | 1190
14655 | Rheem | 610430-30/AP07-110-E | 2014-03-01 | 2030-12-31 | 1921 | 2134 | 1729 | 1464
14656 | Rheem | 610430-30/AP07-110-G | 2014-03-01 | 2030-12-31 | 1693 | 1897 | 1482 | 1204
14657 | Rheem | 610430-30/AP07-111-E | 2014-03-01 | 2030-12-31 | 1931 | 2142 | 1737 | 1471
14658 | Rheem | 610430-30/AP07-111-G | 2014-03-01 | 2030-12-31 | 1711 | 1917 | 1499 | 1218
14659 | Rheem | 610430-30/AP07-112-E | 2014-03-01 | 2030-12-31 | 1941 | 2150 | 1745 | 1477
14660 | Rheem | 610430-30/AP07-112-G | 2014-03-01 | 2030-12-31 | 1729 | 1936 | 1515 | 1233
14661 | Rheem | 610430-30/AP07-113-E | 2014-03-01 | 2030-12-31 | 1952 | 2158 | 1754 | 1484
14662 | Rheem | 610430-30/AP07-113-G | 2014-03-01 | 2030-12-31 | 1748 | 1956 | 1532 | 1247
14663 | Rheem | 610430-30/AP07-114-E | 2014-03-01 | 2030-12-31 | 1962 | 2166 | 1762 | 1491
14664 | Rheem | 610430-30/AP07-114-G | 2014-03-01 | 2030-12-31 | 1766 | 1976 | 1548 | 1261
14665 | Rheem | 610430-30/AP07-115-E | 2014-03-01 | 2030-12-31 | 1972 | 2174 | 1770 | 1498
14666 | Rheem | 610430-30/AP07-115-G | 2014-03-01 | 2030-12-31 | 1784 | 1996 | 1565 | 1275
14667 | Rheem | 610430-30/AP07-116-E | 2014-03-01 | 2030-12-31 | 1982 | 2182 | 1778 | 1504
14668 | Rheem | 610430-30/AP07-116-G | 2014-03-01 | 2030-12-31 | 1802 | 2015 | 1581 | 1290
14669 | Rheem | 610430-30/AP07-117-E | 2014-03-01 | 2030-12-31 | 1992 | 2190 | 1787 | 1511
14670 | Rheem | 610430-30/AP07-117-G | 2014-03-01 | 2030-12-31 | 1821 | 2035 | 1598 | 1304
14671 | Rheem | 610430-30/AP07-118-E | 2014-03-01 | 2030-12-31 | 2002 | 2198 | 1795 | 1518
14672 | Rheem | 610430-30/AP07-118-G | 2014-03-01 | 2030-12-31 | 1839 | 2055 | 1614 | 1318
14673 | Rheem | 610430-30/AP07-119-E | 2014-03-01 | 2030-12-31 | 2012 | 2206 | 1803 | 1525
14674 | Rheem | 610430-30/AP07-119-G | 2014-03-01 | 2030-12-31 | 1857 | 2075 | 1631 | 1332
14675 | Rheem | 610430-30/AP07-120-E | 2014-03-01 | 2030-12-31 | 2023 | 2214 | 1812 | 1532
14676 | Rheem | 610430-30/AP07-120-G | 2014-03-01 | 2030-12-31 | 1876 | 2095 | 1648 | 1347
14677 | Rheem | 610430-30/AP07-75-E | 2014-03-01 | 2030-12-31 | 1334 | 1521 | 1206 | 1016
14678 | Rheem | 610430-30/AP07-76-E | 2014-03-01 | 2030-12-31 | 1354 | 1543 | 1224 | 1031
14679 | Rheem | 610430-30/AP07-77-E | 2014-03-01 | 2030-12-31 | 1374 | 1565 | 1242 | 1047
14680 | Rheem | 610430-30/AP07-77-G | 2014-03-01 | 2030-12-31 | 828 | 900 | 684 | 513
14681 | Rheem | 610430-30/AP07-78-E | 2014-03-01 | 2030-12-31 | 1394 | 1588 | 1261 | 1063
14682 | Rheem | 610430-30/AP07-78-G | 2014-03-01 | 2030-12-31 | 858 | 936 | 712 | 537
14683 | Rheem | 610430-30/AP07-79-E | 2014-03-01 | 2030-12-31 | 1415 | 1610 | 1279 | 1079
14684 | Rheem | 610430-30/AP07-79-G | 2014-03-01 | 2030-12-31 | 889 | 972 | 741 | 562
14685 | Rheem | 610430-30/AP07-80-E | 2014-03-01 | 2030-12-31 | 1435 | 1633 | 1298 | 1095
14686 | Rheem | 610430-30/AP07-80-G | 2014-03-01 | 2030-12-31 | 920 | 1008 | 769 | 587
14687 | Rheem | 610430-30/AP07-81-E | 2014-03-01 | 2030-12-31 | 1455 | 1655 | 1316 | 1111
14688 | Rheem | 610430-30/AP07-81-G | 2014-03-01 | 2030-12-31 | 951 | 1044 | 798 | 612
14689 | Rheem | 610430-30/AP07-82-E | 2014-03-01 | 2030-12-31 | 1475 | 1678 | 1335 | 1127
14690 | Rheem | 610430-30/AP07-82-G | 2014-03-01 | 2030-12-31 | 981 | 1080 | 826 | 637
14691 | Rheem | 610430-30/AP07-83-E | 2014-03-01 | 2030-12-31 | 1496 | 1700 | 1353 | 1143
14692 | Rheem | 610430-30/AP07-83-G | 2014-03-01 | 2030-12-31 | 1012 | 1117 | 855 | 661
14693 | Rheem | 610430-30/AP07-84-E | 2014-03-01 | 2030-12-31 | 1516 | 1723 | 1371 | 1159
14694 | Rheem | 610430-30/AP07-84-G | 2014-03-01 | 2030-12-31 | 1043 | 1153 | 884 | 686
14695 | Rheem | 610430-30/AP07-85-E | 2014-03-01 | 2030-12-31 | 1536 | 1745 | 1390 | 1175
14696 | Rheem | 610430-30/AP07-85-G | 2014-03-01 | 2030-12-31 | 1074 | 1189 | 912 | 711
14697 | Rheem | 610430-30/AP07-86-E | 2014-03-01 | 2030-12-31 | 1556 | 1768 | 1408 | 1191
14698 | Rheem | 610430-30/AP07-86-G | 2014-03-01 | 2030-12-31 | 1104 | 1225 | 941 | 736
14699 | Rheem | 610430-30/AP07-87-E | 2014-03-01 | 2030-12-31 | 1577 | 1790 | 1427 | 1207
14700 | Rheem | 610430-30/AP07-87-G | 2014-03-01 | 2030-12-31 | 1135 | 1261 | 969 | 761
14701 | Rheem | 610430-30/AP07-88-E | 2014-03-01 | 2030-12-31 | 1597 | 1813 | 1445 | 1223
14702 | Rheem | 610430-30/AP07-88-G | 2014-03-01 | 2030-12-31 | 1166 | 1298 | 998 | 785
14703 | Rheem | 610430-30/AP07-89-E | 2014-03-01 | 2030-12-31 | 1617 | 1835 | 1464 | 1239
14704 | Rheem | 610430-30/AP07-89-G | 2014-03-01 | 2030-12-31 | 1197 | 1334 | 1026 | 810
14705 | Rheem | 610430-30/AP07-90-E | 2014-03-01 | 2030-12-31 | 1637 | 1858 | 1482 | 1255
14706 | Rheem | 610430-30/AP07-90-G | 2014-03-01 | 2030-12-31 | 1227 | 1370 | 1055 | 835
14707 | Rheem | 610430-30/AP07-91-E | 2014-03-01 | 2030-12-31 | 1658 | 1880 | 1500 | 1271
14708 | Rheem | 610430-30/AP07-91-G | 2014-03-01 | 2030-12-31 | 1258 | 1406 | 1084 | 860
14709 | Rheem | 610430-30/AP07-92-E | 2014-03-01 | 2030-12-31 | 1678 | 1903 | 1519 | 1287
14710 | Rheem | 610430-30/AP07-92-G | 2014-03-01 | 2030-12-31 | 1289 | 1442 | 1112 | 885
14711 | Rheem | 610430-30/AP07-93-E | 2014-03-01 | 2030-12-31 | 1698 | 1925 | 1537 | 1303
14712 | Rheem | 610430-30/AP07-93-G | 2014-03-01 | 2030-12-31 | 1320 | 1479 | 1141 | 909
14713 | Rheem | 610430-30/AP07-94-E | 2014-03-01 | 2030-12-31 | 1718 | 1948 | 1556 | 1319
14714 | Rheem | 610430-30/AP07-94-G | 2014-03-01 | 2030-12-31 | 1350 | 1515 | 1169 | 934
14715 | Rheem | 610430-30/AP07-95-E | 2014-03-01 | 2030-12-31 | 1739 | 1970 | 1574 | 1335
14716 | Rheem | 610430-30/AP07-95-G | 2014-03-01 | 2030-12-31 | 1381 | 1551 | 1198 | 959
14717 | Rheem | 610430-30/AP07-96-E | 2014-03-01 | 2030-12-31 | 1759 | 1993 | 1593 | 1351
14718 | Rheem | 610430-30/AP07-96-G | 2014-03-01 | 2030-12-31 | 1412 | 1587 | 1226 | 984
14719 | Rheem | 610430-30/AP07-97-E | 2014-03-01 | 2030-12-31 | 1779 | 2015 | 1611 | 1367
14720 | Rheem | 610430-30/AP07-97-G | 2014-03-01 | 2030-12-31 | 1443 | 1623 | 1255 | 1009
14721 | Rheem | 610430-30/AP07-98-E | 2014-03-01 | 2030-12-31 | 1800 | 2038 | 1630 | 1383
14722 | Rheem | 610430-30/AP07-98-G | 2014-03-01 | 2030-12-31 | 1474 | 1660 | 1284 | 1034
14723 | Rheem | 610430-30/AP07-99-E | 2014-03-01 | 2030-12-31 | 1810 | 2046 | 1638 | 1389
14724 | Rheem | 610430-30/AP07-99-G | 2014-03-01 | 2030-12-31 | 1492 | 1679 | 1300 | 1048
14725 | Rheem | 610430-30/L-100-E | 2012-11-26 | 2030-12-31 | 1820 | 2054 | 1646 | 1396
14726 | Rheem | 610430-30/L-100-G | 2012-11-26 | 2030-12-31 | 1510 | 1699 | 1317 | 1062
14727 | Rheem | 610430-30/L-101-E | 2012-11-26 | 2030-12-31 | 1830 | 2062 | 1654 | 1403
14728 | Rheem | 610430-30/L-101-G | 2012-11-26 | 2030-12-31 | 1528 | 1719 | 1333 | 1076
14729 | Rheem | 610430-30/L-102-E | 2012-11-26 | 2030-12-31 | 1840 | 2070 | 1663 | 1410
14730 | Rheem | 610430-30/L-102-G | 2012-11-26 | 2030-12-31 | 1547 | 1739 | 1350 | 1090
14731 | Rheem | 610430-30/L-103-E | 2012-11-26 | 2030-12-31 | 1850 | 2078 | 1671 | 1416
14732 | Rheem | 610430-30/L-103-G | 2012-11-26 | 2030-12-31 | 1565 | 1758 | 1366 | 1105
14733 | Rheem | 610430-30/L-104-E | 2012-11-26 | 2030-12-31 | 1860 | 2086 | 1679 | 1423
14734 | Rheem | 610430-30/L-104-G | 2012-11-26 | 2030-12-31 | 1583 | 1778 | 1383 | 1119
14735 | Rheem | 610430-30/L-105-E | 2012-11-26 | 2030-12-31 | 1870 | 2094 | 1687 | 1430
14736 | Rheem | 610430-30/L-105-G | 2012-11-26 | 2030-12-31 | 1601 | 1798 | 1399 | 1133
14737 | Rheem | 610430-30/L-106-E | 2012-11-26 | 2030-12-31 | 1881 | 2102 | 1696 | 1437
14738 | Rheem | 610430-30/L-106-G | 2012-11-26 | 2030-12-31 | 1620 | 1818 | 1416 | 1147
14739 | Rheem | 610430-30/L-107-E | 2012-11-26 | 2030-12-31 | 1891 | 2110 | 1704 | 1443
14740 | Rheem | 610430-30/L-107-G | 2012-11-26 | 2030-12-31 | 1638 | 1837 | 1432 | 1162
14741 | Rheem | 610430-30/L-108-E | 2012-11-26 | 2030-12-31 | 1901 | 2118 | 1712 | 1450
14742 | Rheem | 610430-30/L-108-G | 2012-11-26 | 2030-12-31 | 1656 | 1857 | 1449 | 1176
14743 | Rheem | 610430-30/L-109-E | 2012-11-26 | 2030-12-31 | 1911 | 2126 | 1721 | 1457
14744 | Rheem | 610430-30/L-109-G | 2012-11-26 | 2030-12-31 | 1675 | 1877 | 1466 | 1190
14745 | Rheem | 610430-30/L-110-E | 2012-11-26 | 2030-12-31 | 1921 | 2134 | 1729 | 1464
14746 | Rheem | 610430-30/L-110-G | 2012-11-26 | 2030-12-31 | 1693 | 1897 | 1482 | 1204
14747 | Rheem | 610430-30/L-111-E | 2012-11-26 | 2030-12-31 | 1931 | 2142 | 1737 | 1471
14748 | Rheem | 610430-30/L-111-G | 2012-11-26 | 2030-12-31 | 1711 | 1917 | 1499 | 1218
14749 | Rheem | 610430-30/L-112-E | 2012-11-26 | 2030-12-31 | 1941 | 2150 | 1745 | 1477
14750 | Rheem | 610430-30/L-112-G | 2012-11-26 | 2030-12-31 | 1729 | 1936 | 1515 | 1233
14751 | Rheem | 610430-30/L-113-E | 2012-11-26 | 2030-12-31 | 1952 | 2158 | 1754 | 1484
14752 | Rheem | 610430-30/L-113-G | 2012-11-26 | 2030-12-31 | 1748 | 1956 | 1532 | 1247
14753 | Rheem | 610430-30/L-114-E | 2012-11-26 | 2030-12-31 | 1962 | 2166 | 1762 | 1491
14754 | Rheem | 610430-30/L-114-G | 2012-11-26 | 2030-12-31 | 1766 | 1976 | 1548 | 1261
14755 | Rheem | 610430-30/L-115-E | 2012-11-26 | 2030-12-31 | 1972 | 2174 | 1770 | 1498
14756 | Rheem | 610430-30/L-115-G | 2012-11-26 | 2030-12-31 | 1784 | 1996 | 1565 | 1275
14757 | Rheem | 610430-30/L-116-E | 2012-11-26 | 2030-12-31 | 1982 | 2182 | 1778 | 1504
14758 | Rheem | 610430-30/L-116-G | 2012-11-26 | 2030-12-31 | 1802 | 2015 | 1581 | 1290
14759 | Rheem | 610430-30/L-117-E | 2012-11-26 | 2030-12-31 | 1992 | 2190 | 1787 | 1511
14760 | Rheem | 610430-30/L-117-G | 2012-11-26 | 2030-12-31 | 1821 | 2035 | 1598 | 1304
14761 | Rheem | 610430-30/L-118-E | 2012-11-26 | 2030-12-31 | 2002 | 2198 | 1795 | 1518
14762 | Rheem | 610430-30/L-118-G | 2012-11-26 | 2030-12-31 | 1839 | 2055 | 1614 | 1318
14763 | Rheem | 610430-30/L-119-E | 2012-11-26 | 2030-12-31 | 2012 | 2206 | 1803 | 1525
14764 | Rheem | 610430-30/L-119-G | 2012-11-26 | 2030-12-31 | 1857 | 2075 | 1631 | 1332
14765 | Rheem | 610430-30/L-120-E | 2012-11-26 | 2030-12-31 | 2023 | 2214 | 1812 | 1532
14766 | Rheem | 610430-30/L-120-G | 2012-11-26 | 2030-12-31 | 1876 | 2095 | 1648 | 1347
14767 | Rheem | 610430-30/L-75-E | 2012-11-26 | 2030-12-31 | 1334 | 1521 | 1206 | 1016
14768 | Rheem | 610430-30/L-76-E | 2012-11-26 | 2030-12-31 | 1354 | 1543 | 1224 | 1031
14769 | Rheem | 610430-30/L-77-E | 2012-11-26 | 2030-12-31 | 1374 | 1565 | 1242 | 1047
14770 | Rheem | 610430-30/L-77-G | 2012-11-26 | 2030-12-31 | 828 | 900 | 684 | 513
14771 | Rheem | 610430-30/L-78-E | 2012-11-26 | 2030-12-31 | 1394 | 1588 | 1261 | 1063
14772 | Rheem | 610430-30/L-78-G | 2012-11-26 | 2030-12-31 | 858 | 936 | 712 | 537
14773 | Rheem | 610430-30/L-79-E | 2012-11-26 | 2030-12-31 | 1415 | 1610 | 1279 | 1079
14774 | Rheem | 610430-30/L-79-G | 2012-11-26 | 2030-12-31 | 889 | 972 | 741 | 562
14775 | Rheem | 610430-30/L-80-E | 2012-11-26 | 2030-12-31 | 1435 | 1633 | 1298 | 1095
14776 | Rheem | 610430-30/L-80-G | 2012-11-26 | 2030-12-31 | 920 | 1008 | 769 | 587
14777 | Rheem | 610430-30/L-81-E | 2012-11-26 | 2030-12-31 | 1455 | 1655 | 1316 | 1111
14778 | Rheem | 610430-30/L-81-G | 2012-11-26 | 2030-12-31 | 951 | 1044 | 798 | 612
14779 | Rheem | 610430-30/L-82-E | 2012-11-26 | 2030-12-31 | 1475 | 1678 | 1335 | 1127
14780 | Rheem | 610430-30/L-82-G | 2012-11-26 | 2030-12-31 | 981 | 1080 | 826 | 637
14781 | Rheem | 610430-30/L-83-E | 2012-11-26 | 2030-12-31 | 1496 | 1700 | 1353 | 1143
14782 | Rheem | 610430-30/L-83-G | 2012-11-26 | 2030-12-31 | 1012 | 1117 | 855 | 661
14783 | Rheem | 610430-30/L-84-E | 2012-11-26 | 2030-12-31 | 1516 | 1723 | 1371 | 1159
14784 | Rheem | 610430-30/L-84-G | 2012-11-26 | 2030-12-31 | 1043 | 1153 | 884 | 686
14785 | Rheem | 610430-30/L-85-E | 2012-11-26 | 2030-12-31 | 1536 | 1745 | 1390 | 1175
14786 | Rheem | 610430-30/L-85-G | 2012-11-26 | 2030-12-31 | 1074 | 1189 | 912 | 711
14787 | Rheem | 610430-30/L-86-E | 2012-11-26 | 2030-12-31 | 1556 | 1768 | 1408 | 1191
14788 | Rheem | 610430-30/L-86-G | 2012-11-26 | 2030-12-31 | 1104 | 1225 | 941 | 736
14789 | Rheem | 610430-30/L-87-E | 2012-11-26 | 2030-12-31 | 1577 | 1790 | 1427 | 1207
14790 | Rheem | 610430-30/L-87-G | 2012-11-26 | 2030-12-31 | 1135 | 1261 | 969 | 761
14791 | Rheem | 610430-30/L-88-E | 2012-11-26 | 2030-12-31 | 1597 | 1813 | 1445 | 1223
14792 | Rheem | 610430-30/L-88-G | 2012-11-26 | 2030-12-31 | 1166 | 1298 | 998 | 785
14793 | Rheem | 610430-30/L-89-E | 2012-11-26 | 2030-12-31 | 1617 | 1835 | 1464 | 1239
14794 | Rheem | 610430-30/L-89-G | 2012-11-26 | 2030-12-31 | 1197 | 1334 | 1026 | 810
14795 | Rheem | 610430-30/L-90-E | 2012-11-26 | 2030-12-31 | 1637 | 1858 | 1482 | 1255
14796 | Rheem | 610430-30/L-90-G | 2012-11-26 | 2030-12-31 | 1227 | 1370 | 1055 | 835
14797 | Rheem | 610430-30/L-91-E | 2012-11-26 | 2030-12-31 | 1658 | 1880 | 1500 | 1271
14798 | Rheem | 610430-30/L-91-G | 2012-11-26 | 2030-12-31 | 1258 | 1406 | 1084 | 860
14799 | Rheem | 610430-30/L-92-E | 2012-11-26 | 2030-12-31 | 1678 | 1903 | 1519 | 1287
14800 | Rheem | 610430-30/L-92-G | 2012-11-26 | 2030-12-31 | 1289 | 1442 | 1112 | 885
14801 | Rheem | 610430-30/L-93-E | 2012-11-26 | 2030-12-31 | 1698 | 1925 | 1537 | 1303
14802 | Rheem | 610430-30/L-93-G | 2012-11-26 | 2030-12-31 | 1320 | 1479 | 1141 | 909
14803 | Rheem | 610430-30/L-94-E | 2012-11-26 | 2030-12-31 | 1718 | 1948 | 1556 | 1319
14804 | Rheem | 610430-30/L-94-G | 2012-11-26 | 2030-12-31 | 1350 | 1515 | 1169 | 934
14805 | Rheem | 610430-30/L-95-E | 2012-11-26 | 2030-12-31 | 1739 | 1970 | 1574 | 1335
14806 | Rheem | 610430-30/L-95-G | 2012-11-26 | 2030-12-31 | 1381 | 1551 | 1198 | 959
14807 | Rheem | 610430-30/L-96-E | 2012-11-26 | 2030-12-31 | 1759 | 1993 | 1593 | 1351
14808 | Rheem | 610430-30/L-96-G | 2012-11-26 | 2030-12-31 | 1412 | 1587 | 1226 | 984
14809 | Rheem | 610430-30/L-97-E | 2012-11-26 | 2030-12-31 | 1779 | 2015 | 1611 | 1367
14810 | Rheem | 610430-30/L-97-G | 2012-11-26 | 2030-12-31 | 1443 | 1623 | 1255 | 1009
14811 | Rheem | 610430-30/L-98-E | 2012-11-26 | 2030-12-31 | 1800 | 2038 | 1630 | 1383
14812 | Rheem | 610430-30/L-98-G | 2012-11-26 | 2030-12-31 | 1474 | 1660 | 1284 | 1034
14813 | Rheem | 610430-30/L-99-E | 2012-11-26 | 2030-12-31 | 1810 | 2046 | 1638 | 1389
14814 | Rheem | 610430-30/L-99-G | 2012-11-26 | 2030-12-31 | 1492 | 1679 | 1300 | 1048
14815 | Rheem | 610430-30/NPT-100-E | 2012-11-26 | 2030-12-31 | 1820 | 2054 | 1646 | 1396
14816 | Rheem | 610430-30/NPT-100-G | 2012-11-26 | 2030-12-31 | 1510 | 1699 | 1317 | 1062
14817 | Rheem | 610430-30/NPT-101-E | 2012-11-26 | 2030-12-31 | 1830 | 2062 | 1654 | 1403
14818 | Rheem | 610430-30/NPT-101-G | 2012-11-26 | 2030-12-31 | 1528 | 1719 | 1333 | 1076
14819 | Rheem | 610430-30/NPT-102-E | 2012-11-26 | 2030-12-31 | 1840 | 2070 | 1663 | 1410
14820 | Rheem | 610430-30/NPT-102-G | 2012-11-26 | 2030-12-31 | 1547 | 1739 | 1350 | 1090
14821 | Rheem | 610430-30/NPT-103-E | 2012-11-26 | 2030-12-31 | 1850 | 2078 | 1671 | 1416
14822 | Rheem | 610430-30/NPT-103-G | 2012-11-26 | 2030-12-31 | 1565 | 1758 | 1366 | 1105
14823 | Rheem | 610430-30/NPT-104-E | 2012-11-26 | 2030-12-31 | 1860 | 2086 | 1679 | 1423
14824 | Rheem | 610430-30/NPT-104-G | 2012-11-26 | 2030-12-31 | 1583 | 1778 | 1383 | 1119
14825 | Rheem | 610430-30/NPT-105-E | 2012-11-26 | 2030-12-31 | 1870 | 2094 | 1687 | 1430
14826 | Rheem | 610430-30/NPT-105-G | 2012-11-26 | 2030-12-31 | 1601 | 1798 | 1399 | 1133
14827 | Rheem | 610430-30/NPT-106-E | 2012-11-26 | 2030-12-31 | 1881 | 2102 | 1696 | 1437
14828 | Rheem | 610430-30/NPT-106-G | 2012-11-26 | 2030-12-31 | 1620 | 1818 | 1416 | 1147
14829 | Rheem | 610430-30/NPT-107-E | 2012-11-26 | 2030-12-31 | 1891 | 2110 | 1704 | 1443
14830 | Rheem | 610430-30/NPT-107-G | 2012-11-26 | 2030-12-31 | 1638 | 1837 | 1432 | 1162
14831 | Rheem | 610430-30/NPT-108-E | 2012-11-26 | 2030-12-31 | 1901 | 2118 | 1712 | 1450
14832 | Rheem | 610430-30/NPT-108-G | 2012-11-26 | 2030-12-31 | 1656 | 1857 | 1449 | 1176
14833 | Rheem | 610430-30/NPT-109-E | 2012-11-26 | 2030-12-31 | 1911 | 2126 | 1721 | 1457
14834 | Rheem | 610430-30/NPT-109-G | 2012-11-26 | 2030-12-31 | 1675 | 1877 | 1466 | 1190
14835 | Rheem | 610430-30/NPT-110-E | 2012-11-26 | 2030-12-31 | 1921 | 2134 | 1729 | 1464
14836 | Rheem | 610430-30/NPT-110-G | 2012-11-26 | 2030-12-31 | 1693 | 1897 | 1482 | 1204
14837 | Rheem | 610430-30/NPT-111-E | 2012-11-26 | 2030-12-31 | 1931 | 2142 | 1737 | 1471
14838 | Rheem | 610430-30/NPT-111-G | 2012-11-26 | 2030-12-31 | 1711 | 1917 | 1499 | 1218
14839 | Rheem | 610430-30/NPT-112-E | 2012-11-26 | 2030-12-31 | 1941 | 2150 | 1745 | 1477
14840 | Rheem | 610430-30/NPT-112-G | 2012-11-26 | 2030-12-31 | 1729 | 1936 | 1515 | 1233
14841 | Rheem | 610430-30/NPT-113-E | 2012-11-26 | 2030-12-31 | 1952 | 2158 | 1754 | 1484
14842 | Rheem | 610430-30/NPT-113-G | 2012-11-26 | 2030-12-31 | 1748 | 1956 | 1532 | 1247
14843 | Rheem | 610430-30/NPT-114-E | 2012-11-26 | 2030-12-31 | 1962 | 2166 | 1762 | 1491
14844 | Rheem | 610430-30/NPT-114-G | 2012-11-26 | 2030-12-31 | 1766 | 1976 | 1548 | 1261
14845 | Rheem | 610430-30/NPT-115-E | 2012-11-26 | 2030-12-31 | 1972 | 2174 | 1770 | 1498
14846 | Rheem | 610430-30/NPT-115-G | 2012-11-26 | 2030-12-31 | 1784 | 1996 | 1565 | 1275
14847 | Rheem | 610430-30/NPT-116-E | 2012-11-26 | 2030-12-31 | 1982 | 2182 | 1778 | 1504
14848 | Rheem | 610430-30/NPT-116-G | 2012-11-26 | 2030-12-31 | 1802 | 2015 | 1581 | 1290
14849 | Rheem | 610430-30/NPT-117-E | 2012-11-26 | 2030-12-31 | 1992 | 2190 | 1787 | 1511
14850 | Rheem | 610430-30/NPT-117-G | 2012-11-26 | 2030-12-31 | 1821 | 2035 | 1598 | 1304
14851 | Rheem | 610430-30/NPT-118-E | 2012-11-26 | 2030-12-31 | 2002 | 2198 | 1795 | 1518
14852 | Rheem | 610430-30/NPT-118-G | 2012-11-26 | 2030-12-31 | 1839 | 2055 | 1614 | 1318
14853 | Rheem | 610430-30/NPT-119-E | 2012-11-26 | 2030-12-31 | 2012 | 2206 | 1803 | 1525
14854 | Rheem | 610430-30/NPT-119-G | 2012-11-26 | 2030-12-31 | 1857 | 2075 | 1631 | 1332
14855 | Rheem | 610430-30/NPT-120-E | 2012-11-26 | 2030-12-31 | 2023 | 2214 | 1812 | 1532
14856 | Rheem | 610430-30/NPT-120-G | 2012-11-26 | 2030-12-31 | 1876 | 2095 | 1648 | 1347
14857 | Rheem | 610430-30/NPT-75-E | 2012-11-26 | 2030-12-31 | 1334 | 1521 | 1206 | 1016
14858 | Rheem | 610430-30/NPT-76-E | 2012-11-26 | 2030-12-31 | 1354 | 1543 | 1224 | 1031
14859 | Rheem | 610430-30/NPT-77-E | 2012-11-26 | 2030-12-31 | 1374 | 1565 | 1242 | 1047
14860 | Rheem | 610430-30/NPT-77-G | 2012-11-26 | 2030-12-31 | 828 | 900 | 684 | 513
14861 | Rheem | 610430-30/NPT-78-E | 2012-11-26 | 2030-12-31 | 1394 | 1588 | 1261 | 1063
14862 | Rheem | 610430-30/NPT-78-G | 2012-11-26 | 2030-12-31 | 858 | 936 | 712 | 537
14863 | Rheem | 610430-30/NPT-79-E | 2012-11-26 | 2030-12-31 | 1415 | 1610 | 1279 | 1079
14864 | Rheem | 610430-30/NPT-79-G | 2012-11-26 | 2030-12-31 | 889 | 972 | 741 | 562
14865 | Rheem | 610430-30/NPT-80-E | 2012-11-26 | 2030-12-31 | 1435 | 1633 | 1298 | 1095
14866 | Rheem | 610430-30/NPT-80-G | 2012-11-26 | 2030-12-31 | 920 | 1008 | 769 | 587
14867 | Rheem | 610430-30/NPT-81-E | 2012-11-26 | 2030-12-31 | 1455 | 1655 | 1316 | 1111
14868 | Rheem | 610430-30/NPT-81-G | 2012-11-26 | 2030-12-31 | 951 | 1044 | 798 | 612
14869 | Rheem | 610430-30/NPT-82-E | 2012-11-26 | 2030-12-31 | 1475 | 1678 | 1335 | 1127
14870 | Rheem | 610430-30/NPT-82-G | 2012-11-26 | 2030-12-31 | 981 | 1080 | 826 | 637
14871 | Rheem | 610430-30/NPT-83-E | 2012-11-26 | 2030-12-31 | 1496 | 1700 | 1353 | 1143
14872 | Rheem | 610430-30/NPT-83-G | 2012-11-26 | 2030-12-31 | 1012 | 1117 | 855 | 661
14873 | Rheem | 610430-30/NPT-84-E | 2012-11-26 | 2030-12-31 | 1516 | 1723 | 1371 | 1159
14874 | Rheem | 610430-30/NPT-84-G | 2012-11-26 | 2030-12-31 | 1043 | 1153 | 884 | 686
14875 | Rheem | 610430-30/NPT-85-E | 2012-11-26 | 2030-12-31 | 1536 | 1745 | 1390 | 1175
14876 | Rheem | 610430-30/NPT-85-G | 2012-11-26 | 2030-12-31 | 1074 | 1189 | 912 | 711
14877 | Rheem | 610430-30/NPT-86-E | 2012-11-26 | 2030-12-31 | 1556 | 1768 | 1408 | 1191
14878 | Rheem | 610430-30/NPT-86-G | 2012-11-26 | 2030-12-31 | 1104 | 1225 | 941 | 736
14879 | Rheem | 610430-30/NPT-87-E | 2012-11-26 | 2030-12-31 | 1577 | 1790 | 1427 | 1207
14880 | Rheem | 610430-30/NPT-87-G | 2012-11-26 | 2030-12-31 | 1135 | 1261 | 969 | 761
14881 | Rheem | 610430-30/NPT-88-E | 2012-11-26 | 2030-12-31 | 1597 | 1813 | 1445 | 1223
14882 | Rheem | 610430-30/NPT-88-G | 2012-11-26 | 2030-12-31 | 1166 | 1298 | 998 | 785
14883 | Rheem | 610430-30/NPT-89-E | 2012-11-26 | 2030-12-31 | 1617 | 1835 | 1464 | 1239
14884 | Rheem | 610430-30/NPT-89-G | 2012-11-26 | 2030-12-31 | 1197 | 1334 | 1026 | 810
14885 | Rheem | 610430-30/NPT-90-E | 2012-11-26 | 2030-12-31 | 1637 | 1858 | 1482 | 1255
14886 | Rheem | 610430-30/NPT-90-G | 2012-11-26 | 2030-12-31 | 1227 | 1370 | 1055 | 835
14887 | Rheem | 610430-30/NPT-91-E | 2012-11-26 | 2030-12-31 | 1658 | 1880 | 1500 | 1271
14888 | Rheem | 610430-30/NPT-91-G | 2012-11-26 | 2030-12-31 | 1258 | 1406 | 1084 | 860
14889 | Rheem | 610430-30/NPT-92-E | 2012-11-26 | 2030-12-31 | 1678 | 1903 | 1519 | 1287
14890 | Rheem | 610430-30/NPT-92-G | 2012-11-26 | 2030-12-31 | 1289 | 1442 | 1112 | 885
14891 | Rheem | 610430-30/NPT-93-E | 2012-11-26 | 2030-12-31 | 1698 | 1925 | 1537 | 1303
14892 | Rheem | 610430-30/NPT-93-G | 2012-11-26 | 2030-12-31 | 1320 | 1479 | 1141 | 909
14893 | Rheem | 610430-30/NPT-94-E | 2012-11-26 | 2030-12-31 | 1718 | 1948 | 1556 | 1319
14894 | Rheem | 610430-30/NPT-94-G | 2012-11-26 | 2030-12-31 | 1350 | 1515 | 1169 | 934
14895 | Rheem | 610430-30/NPT-95-E | 2012-11-26 | 2030-12-31 | 1739 | 1970 | 1574 | 1335
14896 | Rheem | 610430-30/NPT-95-G | 2012-11-26 | 2030-12-31 | 1381 | 1551 | 1198 | 959
14897 | Rheem | 610430-30/NPT-96-E | 2012-11-26 | 2030-12-31 | 1759 | 1993 | 1593 | 1351
14898 | Rheem | 610430-30/NPT-96-G | 2012-11-26 | 2030-12-31 | 1412 | 1587 | 1226 | 984
14899 | Rheem | 610430-30/NPT-97-E | 2012-11-26 | 2030-12-31 | 1779 | 2015 | 1611 | 1367
14900 | Rheem | 610430-30/NPT-97-G | 2012-11-26 | 2030-12-31 | 1443 | 1623 | 1255 | 1009
14901 | Rheem | 610430-30/NPT-98-E | 2012-11-26 | 2030-12-31 | 1800 | 2038 | 1630 | 1383
14902 | Rheem | 610430-30/NPT-98-G | 2012-11-26 | 2030-12-31 | 1474 | 1660 | 1284 | 1034
14903 | Rheem | 610430-30/NPT-99-E | 2012-11-26 | 2030-12-31 | 1810 | 2046 | 1638 | 1389
14904 | Rheem | 610430-30/NPT-99-G | 2012-11-26 | 2030-12-31 | 1492 | 1679 | 1300 | 1048
14905 | Rheem | 610430-31/AP07-100-E | 2014-03-01 | 2030-12-31 | 1825 | 2069 | 1650 | 1397
14906 | Rheem | 610430-31/AP07-100-G | 2014-03-01 | 2030-12-31 | 1512 | 1699 | 1318 | 1062
14907 | Rheem | 610430-31/AP07-101-E | 2014-03-01 | 2030-12-31 | 1845 | 2091 | 1668 | 1413
14908 | Rheem | 610430-31/AP07-101-G | 2014-03-01 | 2030-12-31 | 1530 | 1719 | 1335 | 1076
14909 | Rheem | 610430-31/AP07-102-E | 2014-03-01 | 2030-12-31 | 1865 | 2113 | 1686 | 1429
14910 | Rheem | 610430-31/AP07-102-G | 2014-03-01 | 2030-12-31 | 1549 | 1739 | 1351 | 1090
14911 | Rheem | 610430-31/AP07-103-E | 2014-03-01 | 2030-12-31 | 1885 | 2135 | 1704 | 1444
14912 | Rheem | 610430-31/AP07-103-G | 2014-03-01 | 2030-12-31 | 1567 | 1759 | 1368 | 1105
14913 | Rheem | 610430-31/AP07-104-E | 2014-03-01 | 2030-12-31 | 1904 | 2157 | 1722 | 1460
14914 | Rheem | 610430-31/AP07-104-G | 2014-03-01 | 2030-12-31 | 1585 | 1779 | 1384 | 1119
14915 | Rheem | 610430-31/AP07-105-E | 2014-03-01 | 2030-12-31 | 1924 | 2179 | 1740 | 1476
14916 | Rheem | 610430-31/AP07-105-G | 2014-03-01 | 2030-12-31 | 1604 | 1799 | 1401 | 1133
14917 | Rheem | 610430-31/AP07-106-E | 2014-03-01 | 2030-12-31 | 1944 | 2201 | 1758 | 1491
14918 | Rheem | 610430-31/AP07-106-G | 2014-03-01 | 2030-12-31 | 1622 | 1819 | 1418 | 1148
14919 | Rheem | 610430-31/AP07-107-E | 2014-03-01 | 2030-12-31 | 1964 | 2223 | 1776 | 1507
14920 | Rheem | 610430-31/AP07-107-G | 2014-03-01 | 2030-12-31 | 1641 | 1838 | 1434 | 1162
14921 | Rheem | 610430-31/AP07-108-E | 2014-03-01 | 2030-12-31 | 1983 | 2245 | 1794 | 1523
14922 | Rheem | 610430-31/AP07-108-G | 2014-03-01 | 2030-12-31 | 1659 | 1858 | 1451 | 1176
14923 | Rheem | 610430-31/AP07-109-E | 2014-03-01 | 2030-12-31 | 2003 | 2267 | 1812 | 1538
14924 | Rheem | 610430-31/AP07-109-G | 2014-03-01 | 2030-12-31 | 1677 | 1878 | 1467 | 1190
14925 | Rheem | 610430-31/AP07-110-E | 2014-03-01 | 2030-12-31 | 2023 | 2289 | 1830 | 1554
14926 | Rheem | 610430-31/AP07-110-G | 2014-03-01 | 2030-12-31 | 1696 | 1898 | 1484 | 1205
14927 | Rheem | 610430-31/AP07-111-E | 2014-03-01 | 2030-12-31 | 2043 | 2311 | 1848 | 1570
14928 | Rheem | 610430-31/AP07-111-G | 2014-03-01 | 2030-12-31 | 1714 | 1918 | 1500 | 1219
14929 | Rheem | 610430-31/AP07-112-E | 2014-03-01 | 2030-12-31 | 2062 | 2333 | 1866 | 1585
14930 | Rheem | 610430-31/AP07-112-G | 2014-03-01 | 2030-12-31 | 1732 | 1938 | 1517 | 1233
14931 | Rheem | 610430-31/AP07-113-E | 2014-03-01 | 2030-12-31 | 2082 | 2355 | 1884 | 1601
14932 | Rheem | 610430-31/AP07-113-G | 2014-03-01 | 2030-12-31 | 1751 | 1958 | 1534 | 1248
14933 | Rheem | 610430-31/AP07-114-E | 2014-03-01 | 2030-12-31 | 2102 | 2377 | 1902 | 1617
14934 | Rheem | 610430-31/AP07-114-G | 2014-03-01 | 2030-12-31 | 1769 | 1977 | 1550 | 1262
14935 | Rheem | 610430-31/AP07-115-E | 2014-03-01 | 2030-12-31 | 2122 | 2399 | 1920 | 1632
14936 | Rheem | 610430-31/AP07-115-G | 2014-03-01 | 2030-12-31 | 1788 | 1997 | 1567 | 1276
14937 | Rheem | 610430-31/AP07-116-E | 2014-03-01 | 2030-12-31 | 2141 | 2421 | 1938 | 1648
14938 | Rheem | 610430-31/AP07-116-G | 2014-03-01 | 2030-12-31 | 1806 | 2017 | 1583 | 1290
14939 | Rheem | 610430-31/AP07-117-E | 2014-03-01 | 2030-12-31 | 2161 | 2443 | 1956 | 1664
14940 | Rheem | 610430-31/AP07-117-G | 2014-03-01 | 2030-12-31 | 1824 | 2037 | 1600 | 1305
14941 | Rheem | 610430-31/AP07-118-E | 2014-03-01 | 2030-12-31 | 2181 | 2465 | 1974 | 1679
14942 | Rheem | 610430-31/AP07-118-G | 2014-03-01 | 2030-12-31 | 1843 | 2057 | 1616 | 1319
14943 | Rheem | 610430-31/AP07-119-E | 2014-03-01 | 2030-12-31 | 2201 | 2487 | 1992 | 1695
14944 | Rheem | 610430-31/AP07-119-G | 2014-03-01 | 2030-12-31 | 1861 | 2077 | 1633 | 1333
14945 | Rheem | 610430-31/AP07-120-E | 2014-03-01 | 2030-12-31 | 2221 | 2509 | 2011 | 1711
14946 | Rheem | 610430-31/AP07-120-G | 2014-03-01 | 2030-12-31 | 1880 | 2097 | 1650 | 1348
14947 | Rheem | 610430-31/AP07-78-E | 2014-03-01 | 2030-12-31 | 1382 | 1578 | 1247 | 1048
14948 | Rheem | 610430-31/AP07-78-G | 2014-03-01 | 2030-12-31 | 844 | 916 | 698 | 525
14949 | Rheem | 610430-31/AP07-79-E | 2014-03-01 | 2030-12-31 | 1402 | 1600 | 1265 | 1063
14950 | Rheem | 610430-31/AP07-79-G | 2014-03-01 | 2030-12-31 | 874 | 952 | 726 | 549
14951 | Rheem | 610430-31/AP07-80-E | 2014-03-01 | 2030-12-31 | 1422 | 1622 | 1283 | 1079
14952 | Rheem | 610430-31/AP07-80-G | 2014-03-01 | 2030-12-31 | 905 | 988 | 755 | 574
14953 | Rheem | 610430-31/AP07-81-E | 2014-03-01 | 2030-12-31 | 1442 | 1645 | 1302 | 1095
14954 | Rheem | 610430-31/AP07-81-G | 2014-03-01 | 2030-12-31 | 936 | 1025 | 784 | 599
14955 | Rheem | 610430-31/AP07-82-E | 2014-03-01 | 2030-12-31 | 1462 | 1667 | 1320 | 1111
14956 | Rheem | 610430-31/AP07-82-G | 2014-03-01 | 2030-12-31 | 967 | 1061 | 813 | 624
14957 | Rheem | 610430-31/AP07-83-E | 2014-03-01 | 2030-12-31 | 1482 | 1689 | 1338 | 1127
14958 | Rheem | 610430-31/AP07-83-G | 2014-03-01 | 2030-12-31 | 998 | 1097 | 841 | 649
14959 | Rheem | 610430-31/AP07-84-E | 2014-03-01 | 2030-12-31 | 1503 | 1712 | 1357 | 1143
14960 | Rheem | 610430-31/AP07-84-G | 2014-03-01 | 2030-12-31 | 1029 | 1134 | 870 | 674
14961 | Rheem | 610430-31/AP07-85-E | 2014-03-01 | 2030-12-31 | 1523 | 1734 | 1375 | 1159
14962 | Rheem | 610430-31/AP07-85-G | 2014-03-01 | 2030-12-31 | 1060 | 1170 | 899 | 699
14963 | Rheem | 610430-31/AP07-86-E | 2014-03-01 | 2030-12-31 | 1543 | 1757 | 1393 | 1175
14964 | Rheem | 610430-31/AP07-86-G | 2014-03-01 | 2030-12-31 | 1091 | 1207 | 928 | 724
14965 | Rheem | 610430-31/AP07-87-E | 2014-03-01 | 2030-12-31 | 1563 | 1779 | 1412 | 1191
14966 | Rheem | 610430-31/AP07-87-G | 2014-03-01 | 2030-12-31 | 1122 | 1243 | 956 | 749
14967 | Rheem | 610430-31/AP07-88-E | 2014-03-01 | 2030-12-31 | 1583 | 1801 | 1430 | 1207
14968 | Rheem | 610430-31/AP07-88-G | 2014-03-01 | 2030-12-31 | 1153 | 1279 | 985 | 774
14969 | Rheem | 610430-31/AP07-89-E | 2014-03-01 | 2030-12-31 | 1604 | 1824 | 1448 | 1222
14970 | Rheem | 610430-31/AP07-89-G | 2014-03-01 | 2030-12-31 | 1184 | 1316 | 1014 | 798
14971 | Rheem | 610430-31/AP07-90-E | 2014-03-01 | 2030-12-31 | 1624 | 1846 | 1467 | 1238
14972 | Rheem | 610430-31/AP07-90-G | 2014-03-01 | 2030-12-31 | 1215 | 1352 | 1043 | 823
14973 | Rheem | 610430-31/AP07-91-E | 2014-03-01 | 2030-12-31 | 1644 | 1868 | 1485 | 1254
14974 | Rheem | 610430-31/AP07-91-G | 2014-03-01 | 2030-12-31 | 1246 | 1388 | 1071 | 848
14975 | Rheem | 610430-31/AP07-92-E | 2014-03-01 | 2030-12-31 | 1664 | 1891 | 1503 | 1270
14976 | Rheem | 610430-31/AP07-92-G | 2014-03-01 | 2030-12-31 | 1277 | 1425 | 1100 | 873
14977 | Rheem | 610430-31/AP07-93-E | 2014-03-01 | 2030-12-31 | 1684 | 1913 | 1522 | 1286
14978 | Rheem | 610430-31/AP07-93-G | 2014-03-01 | 2030-12-31 | 1308 | 1461 | 1129 | 898
14979 | Rheem | 610430-31/AP07-94-E | 2014-03-01 | 2030-12-31 | 1705 | 1936 | 1540 | 1302
14980 | Rheem | 610430-31/AP07-94-G | 2014-03-01 | 2030-12-31 | 1339 | 1498 | 1158 | 923
14981 | Rheem | 610430-31/AP07-95-E | 2014-03-01 | 2030-12-31 | 1725 | 1958 | 1558 | 1318
14982 | Rheem | 610430-31/AP07-95-G | 2014-03-01 | 2030-12-31 | 1370 | 1534 | 1186 | 948
14983 | Rheem | 610430-31/AP07-96-E | 2014-03-01 | 2030-12-31 | 1745 | 1980 | 1577 | 1334
14984 | Rheem | 610430-31/AP07-96-G | 2014-03-01 | 2030-12-31 | 1401 | 1570 | 1215 | 973
14985 | Rheem | 610430-31/AP07-97-E | 2014-03-01 | 2030-12-31 | 1765 | 2003 | 1595 | 1350
14986 | Rheem | 610430-31/AP07-97-G | 2014-03-01 | 2030-12-31 | 1432 | 1607 | 1244 | 998
14987 | Rheem | 610430-31/AP07-98-E | 2014-03-01 | 2030-12-31 | 1785 | 2025 | 1613 | 1366
14988 | Rheem | 610430-31/AP07-98-G | 2014-03-01 | 2030-12-31 | 1463 | 1643 | 1273 | 1023
14989 | Rheem | 610430-31/AP07-99-E | 2014-03-01 | 2030-12-31 | 1806 | 2048 | 1632 | 1382
14990 | Rheem | 610430-31/AP07-99-G | 2014-03-01 | 2030-12-31 | 1494 | 1680 | 1302 | 1048
14991 | Rheem | 610430-31/L-100-E | 2012-11-26 | 2030-12-31 | 1825 | 2069 | 1650 | 1397
14992 | Rheem | 610430-31/L-100-G | 2012-11-26 | 2030-12-31 | 1512 | 1699 | 1318 | 1062
14993 | Rheem | 610430-31/L-101-E | 2012-11-26 | 2030-12-31 | 1845 | 2091 | 1668 | 1413
14994 | Rheem | 610430-31/L-101-G | 2012-11-26 | 2030-12-31 | 1530 | 1719 | 1335 | 1076
14995 | Rheem | 610430-31/L-102-E | 2012-11-26 | 2030-12-31 | 1865 | 2113 | 1686 | 1429
14996 | Rheem | 610430-31/L-102-G | 2012-11-26 | 2030-12-31 | 1549 | 1739 | 1351 | 1090
14997 | Rheem | 610430-31/L-103-E | 2012-11-26 | 2030-12-31 | 1885 | 2135 | 1704 | 1444
14998 | Rheem | 610430-31/L-103-G | 2012-11-26 | 2030-12-31 | 1567 | 1759 | 1368 | 1105
14999 | Rheem | 610430-31/L-104-E | 2012-11-26 | 2030-12-31 | 1904 | 2157 | 1722 | 1460
15000 | Rheem | 610430-31/L-104-G | 2012-11-26 | 2030-12-31 | 1585 | 1779 | 1384 | 1119
15001 | Rheem | 610430-31/L-105-E | 2012-11-26 | 2030-12-31 | 1924 | 2179 | 1740 | 1476
15002 | Rheem | 610430-31/L-105-G | 2012-11-26 | 2030-12-31 | 1604 | 1799 | 1401 | 1133
15003 | Rheem | 610430-31/L-106-E | 2012-11-26 | 2030-12-31 | 1944 | 2201 | 1758 | 1491
15004 | Rheem | 610430-31/L-106-G | 2012-11-26 | 2030-12-31 | 1622 | 1819 | 1418 | 1148
15005 | Rheem | 610430-31/L-107-E | 2012-11-26 | 2030-12-31 | 1964 | 2223 | 1776 | 1507
15006 | Rheem | 610430-31/L-107-G | 2012-11-26 | 2030-12-31 | 1641 | 1838 | 1434 | 1162
15007 | Rheem | 610430-31/L-108-E | 2012-11-26 | 2030-12-31 | 1983 | 2245 | 1794 | 1523
15008 | Rheem | 610430-31/L-108-G | 2012-11-26 | 2030-12-31 | 1659 | 1858 | 1451 | 1176
15009 | Rheem | 610430-31/L-109-E | 2012-11-26 | 2030-12-31 | 2003 | 2267 | 1812 | 1538
15010 | Rheem | 610430-31/L-109-G | 2012-11-26 | 2030-12-31 | 1677 | 1878 | 1467 | 1190
15011 | Rheem | 610430-31/L-110-E | 2012-11-26 | 2030-12-31 | 2023 | 2289 | 1830 | 1554
15012 | Rheem | 610430-31/L-110-G | 2012-11-26 | 2030-12-31 | 1696 | 1898 | 1484 | 1205
15013 | Rheem | 610430-31/L-111-E | 2012-11-26 | 2030-12-31 | 2043 | 2311 | 1848 | 1570
15014 | Rheem | 610430-31/L-111-G | 2012-11-26 | 2030-12-31 | 1714 | 1918 | 1500 | 1219
15015 | Rheem | 610430-31/L-112-E | 2012-11-26 | 2030-12-31 | 2062 | 2333 | 1866 | 1585
15016 | Rheem | 610430-31/L-112-G | 2012-11-26 | 2030-12-31 | 1732 | 1938 | 1517 | 1233
15017 | Rheem | 610430-31/L-113-E | 2012-11-26 | 2030-12-31 | 2082 | 2355 | 1884 | 1601
15018 | Rheem | 610430-31/L-113-G | 2012-11-26 | 2030-12-31 | 1751 | 1958 | 1534 | 1248
15019 | Rheem | 610430-31/L-114-E | 2012-11-26 | 2030-12-31 | 2102 | 2377 | 1902 | 1617
15020 | Rheem | 610430-31/L-114-G | 2012-11-26 | 2030-12-31 | 1769 | 1977 | 1550 | 1262
15021 | Rheem | 610430-31/L-115-E | 2012-11-26 | 2030-12-31 | 2122 | 2399 | 1920 | 1632
15022 | Rheem | 610430-31/L-115-G | 2012-11-26 | 2030-12-31 | 1788 | 1997 | 1567 | 1276
15023 | Rheem | 610430-31/L-116-E | 2012-11-26 | 2030-12-31 | 2141 | 2421 | 1938 | 1648
15024 | Rheem | 610430-31/L-116-G | 2012-11-26 | 2030-12-31 | 1806 | 2017 | 1583 | 1290
15025 | Rheem | 610430-31/L-117-E | 2012-11-26 | 2030-12-31 | 2161 | 2443 | 1956 | 1664
15026 | Rheem | 610430-31/L-117-G | 2012-11-26 | 2030-12-31 | 1824 | 2037 | 1600 | 1305
15027 | Rheem | 610430-31/L-118-E | 2012-11-26 | 2030-12-31 | 2181 | 2465 | 1974 | 1679
15028 | Rheem | 610430-31/L-118-G | 2012-11-26 | 2030-12-31 | 1843 | 2057 | 1616 | 1319
15029 | Rheem | 610430-31/L-119-E | 2012-11-26 | 2030-12-31 | 2201 | 2487 | 1992 | 1695
15030 | Rheem | 610430-31/L-119-G | 2012-11-26 | 2030-12-31 | 1861 | 2077 | 1633 | 1333
15031 | Rheem | 610430-31/L-120-E | 2012-11-26 | 2030-12-31 | 2221 | 2509 | 2011 | 1711
15032 | Rheem | 610430-31/L-120-G | 2012-11-26 | 2030-12-31 | 1880 | 2097 | 1650 | 1348
15033 | Rheem | 610430-31/L-78-E | 2012-11-26 | 2030-12-31 | 1382 | 1578 | 1247 | 1048
15034 | Rheem | 610430-31/L-78-G | 2012-11-26 | 2030-12-31 | 844 | 916 | 698 | 525
15035 | Rheem | 610430-31/L-79-E | 2012-11-26 | 2030-12-31 | 1402 | 1600 | 1265 | 1063
15036 | Rheem | 610430-31/L-79-G | 2012-11-26 | 2030-12-31 | 874 | 952 | 726 | 549
15037 | Rheem | 610430-31/L-80-E | 2012-11-26 | 2030-12-31 | 1422 | 1622 | 1283 | 1079
15038 | Rheem | 610430-31/L-80-G | 2012-11-26 | 2030-12-31 | 905 | 988 | 755 | 574
15039 | Rheem | 610430-31/L-81-E | 2012-11-26 | 2030-12-31 | 1442 | 1645 | 1302 | 1095
15040 | Rheem | 610430-31/L-81-G | 2012-11-26 | 2030-12-31 | 936 | 1025 | 784 | 599
15041 | Rheem | 610430-31/L-82-E | 2012-11-26 | 2030-12-31 | 1462 | 1667 | 1320 | 1111
15042 | Rheem | 610430-31/L-82-G | 2012-11-26 | 2030-12-31 | 967 | 1061 | 813 | 624
15043 | Rheem | 610430-31/L-83-E | 2012-11-26 | 2030-12-31 | 1482 | 1689 | 1338 | 1127
15044 | Rheem | 610430-31/L-83-G | 2012-11-26 | 2030-12-31 | 998 | 1097 | 841 | 649
15045 | Rheem | 610430-31/L-84-E | 2012-11-26 | 2030-12-31 | 1503 | 1712 | 1357 | 1143
15046 | Rheem | 610430-31/L-84-G | 2012-11-26 | 2030-12-31 | 1029 | 1134 | 870 | 674
15047 | Rheem | 610430-31/L-85-E | 2012-11-26 | 2030-12-31 | 1523 | 1734 | 1375 | 1159
15048 | Rheem | 610430-31/L-85-G | 2012-11-26 | 2030-12-31 | 1060 | 1170 | 899 | 699
15049 | Rheem | 610430-31/L-86-E | 2012-11-26 | 2030-12-31 | 1543 | 1757 | 1393 | 1175
15050 | Rheem | 610430-31/L-86-G | 2012-11-26 | 2030-12-31 | 1091 | 1207 | 928 | 724
15051 | Rheem | 610430-31/L-87-E | 2012-11-26 | 2030-12-31 | 1563 | 1779 | 1412 | 1191
15052 | Rheem | 610430-31/L-87-G | 2012-11-26 | 2030-12-31 | 1122 | 1243 | 956 | 749
15053 | Rheem | 610430-31/L-88-E | 2012-11-26 | 2030-12-31 | 1583 | 1801 | 1430 | 1207
15054 | Rheem | 610430-31/L-88-G | 2012-11-26 | 2030-12-31 | 1153 | 1279 | 985 | 774
15055 | Rheem | 610430-31/L-89-E | 2012-11-26 | 2030-12-31 | 1604 | 1824 | 1448 | 1222
15056 | Rheem | 610430-31/L-89-G | 2012-11-26 | 2030-12-31 | 1184 | 1316 | 1014 | 798
15057 | Rheem | 610430-31/L-90-E | 2012-11-26 | 2030-12-31 | 1624 | 1846 | 1467 | 1238
15058 | Rheem | 610430-31/L-90-G | 2012-11-26 | 2030-12-31 | 1215 | 1352 | 1043 | 823
15059 | Rheem | 610430-31/L-91-E | 2012-11-26 | 2030-12-31 | 1644 | 1868 | 1485 | 1254
15060 | Rheem | 610430-31/L-91-G | 2012-11-26 | 2030-12-31 | 1246 | 1388 | 1071 | 848
15061 | Rheem | 610430-31/L-92-E | 2012-11-26 | 2030-12-31 | 1664 | 1891 | 1503 | 1270
15062 | Rheem | 610430-31/L-92-G | 2012-11-26 | 2030-12-31 | 1277 | 1425 | 1100 | 873
15063 | Rheem | 610430-31/L-93-E | 2012-11-26 | 2030-12-31 | 1684 | 1913 | 1522 | 1286
15064 | Rheem | 610430-31/L-93-G | 2012-11-26 | 2030-12-31 | 1308 | 1461 | 1129 | 898
15065 | Rheem | 610430-31/L-94-E | 2012-11-26 | 2030-12-31 | 1705 | 1936 | 1540 | 1302
15066 | Rheem | 610430-31/L-94-G | 2012-11-26 | 2030-12-31 | 1339 | 1498 | 1158 | 923
15067 | Rheem | 610430-31/L-95-E | 2012-11-26 | 2030-12-31 | 1725 | 1958 | 1558 | 1318
15068 | Rheem | 610430-31/L-95-G | 2012-11-26 | 2030-12-31 | 1370 | 1534 | 1186 | 948
15069 | Rheem | 610430-31/L-96-E | 2012-11-26 | 2030-12-31 | 1745 | 1980 | 1577 | 1334
15070 | Rheem | 610430-31/L-96-G | 2012-11-26 | 2030-12-31 | 1401 | 1570 | 1215 | 973
15071 | Rheem | 610430-31/L-97-E | 2012-11-26 | 2030-12-31 | 1765 | 2003 | 1595 | 1350
15072 | Rheem | 610430-31/L-97-G | 2012-11-26 | 2030-12-31 | 1432 | 1607 | 1244 | 998
15073 | Rheem | 610430-31/L-98-E | 2012-11-26 | 2030-12-31 | 1785 | 2025 | 1613 | 1366
15074 | Rheem | 610430-31/L-98-G | 2012-11-26 | 2030-12-31 | 1463 | 1643 | 1273 | 1023
15075 | Rheem | 610430-31/L-99-E | 2012-11-26 | 2030-12-31 | 1806 | 2048 | 1632 | 1382
15076 | Rheem | 610430-31/L-99-G | 2012-11-26 | 2030-12-31 | 1494 | 1680 | 1302 | 1048
15077 | Rheem | 610430-31/NPT-100-E | 2012-11-26 | 2030-12-31 | 1825 | 2069 | 1650 | 1397
15078 | Rheem | 610430-31/NPT-100-G | 2012-11-26 | 2030-12-31 | 1512 | 1699 | 1318 | 1062
15079 | Rheem | 610430-31/NPT-101-E | 2012-11-26 | 2030-12-31 | 1845 | 2091 | 1668 | 1413
15080 | Rheem | 610430-31/NPT-101-G | 2012-11-26 | 2030-12-31 | 1530 | 1719 | 1335 | 1076
15081 | Rheem | 610430-31/NPT-102-E | 2012-11-26 | 2030-12-31 | 1865 | 2113 | 1686 | 1429
15082 | Rheem | 610430-31/NPT-102-G | 2012-11-26 | 2030-12-31 | 1549 | 1739 | 1351 | 1090
15083 | Rheem | 610430-31/NPT-103-E | 2012-11-26 | 2030-12-31 | 1885 | 2135 | 1704 | 1444
15084 | Rheem | 610430-31/NPT-103-G | 2012-11-26 | 2030-12-31 | 1567 | 1759 | 1368 | 1105
15085 | Rheem | 610430-31/NPT-104-E | 2012-11-26 | 2030-12-31 | 1904 | 2157 | 1722 | 1460
15086 | Rheem | 610430-31/NPT-104-G | 2012-11-26 | 2030-12-31 | 1585 | 1779 | 1384 | 1119
15087 | Rheem | 610430-31/NPT-105-E | 2012-11-26 | 2030-12-31 | 1924 | 2179 | 1740 | 1476
15088 | Rheem | 610430-31/NPT-105-G | 2012-11-26 | 2030-12-31 | 1604 | 1799 | 1401 | 1133
15089 | Rheem | 610430-31/NPT-106-E | 2012-11-26 | 2030-12-31 | 1944 | 2201 | 1758 | 1491
15090 | Rheem | 610430-31/NPT-106-G | 2012-11-26 | 2030-12-31 | 1622 | 1819 | 1418 | 1148
15091 | Rheem | 610430-31/NPT-107-E | 2012-11-26 | 2030-12-31 | 1964 | 2223 | 1776 | 1507
15092 | Rheem | 610430-31/NPT-107-G | 2012-11-26 | 2030-12-31 | 1641 | 1838 | 1434 | 1162
15093 | Rheem | 610430-31/NPT-108-E | 2012-11-26 | 2030-12-31 | 1983 | 2245 | 1794 | 1523
15094 | Rheem | 610430-31/NPT-108-G | 2012-11-26 | 2030-12-31 | 1659 | 1858 | 1451 | 1176
15095 | Rheem | 610430-31/NPT-109-E | 2012-11-26 | 2030-12-31 | 2003 | 2267 | 1812 | 1538
15096 | Rheem | 610430-31/NPT-109-G | 2012-11-26 | 2030-12-31 | 1677 | 1878 | 1467 | 1190
15097 | Rheem | 610430-31/NPT-110-E | 2012-11-26 | 2030-12-31 | 2023 | 2289 | 1830 | 1554
15098 | Rheem | 610430-31/NPT-110-G | 2012-11-26 | 2030-12-31 | 1696 | 1898 | 1484 | 1205
15099 | Rheem | 610430-31/NPT-111-E | 2012-11-26 | 2030-12-31 | 2043 | 2311 | 1848 | 1570
15100 | Rheem | 610430-31/NPT-111-G | 2012-11-26 | 2030-12-31 | 1714 | 1918 | 1500 | 1219
15101 | Rheem | 610430-31/NPT-112-E | 2012-11-26 | 2030-12-31 | 2062 | 2333 | 1866 | 1585
15102 | Rheem | 610430-31/NPT-112-G | 2012-11-26 | 2030-12-31 | 1732 | 1938 | 1517 | 1233
15103 | Rheem | 610430-31/NPT-113-E | 2012-11-26 | 2030-12-31 | 2082 | 2355 | 1884 | 1601
15104 | Rheem | 610430-31/NPT-113-G | 2012-11-26 | 2030-12-31 | 1751 | 1958 | 1534 | 1248
15105 | Rheem | 610430-31/NPT-114-E | 2012-11-26 | 2030-12-31 | 2102 | 2377 | 1902 | 1617
15106 | Rheem | 610430-31/NPT-114-G | 2012-11-26 | 2030-12-31 | 1769 | 1977 | 1550 | 1262
15107 | Rheem | 610430-31/NPT-115-E | 2012-11-26 | 2030-12-31 | 2122 | 2399 | 1920 | 1632
15108 | Rheem | 610430-31/NPT-115-G | 2012-11-26 | 2030-12-31 | 1788 | 1997 | 1567 | 1276
15109 | Rheem | 610430-31/NPT-116-E | 2012-11-26 | 2030-12-31 | 2141 | 2421 | 1938 | 1648
15110 | Rheem | 610430-31/NPT-116-G | 2012-11-26 | 2030-12-31 | 1806 | 2017 | 1583 | 1290
15111 | Rheem | 610430-31/NPT-117-E | 2012-11-26 | 2030-12-31 | 2161 | 2443 | 1956 | 1664
15112 | Rheem | 610430-31/NPT-117-G | 2012-11-26 | 2030-12-31 | 1824 | 2037 | 1600 | 1305
15113 | Rheem | 610430-31/NPT-118-E | 2012-11-26 | 2030-12-31 | 2181 | 2465 | 1974 | 1679
15114 | Rheem | 610430-31/NPT-118-G | 2012-11-26 | 2030-12-31 | 1843 | 2057 | 1616 | 1319
15115 | Rheem | 610430-31/NPT-119-E | 2012-11-26 | 2030-12-31 | 2201 | 2487 | 1992 | 1695
15116 | Rheem | 610430-31/NPT-119-G | 2012-11-26 | 2030-12-31 | 1861 | 2077 | 1633 | 1333
15117 | Rheem | 610430-31/NPT-120-E | 2012-11-26 | 2030-12-31 | 2221 | 2509 | 2011 | 1711
15118 | Rheem | 610430-31/NPT-120-G | 2012-11-26 | 2030-12-31 | 1880 | 2097 | 1650 | 1348
15119 | Rheem | 610430-31/NPT-78-E | 2012-11-26 | 2030-12-31 | 1382 | 1578 | 1247 | 1048
15120 | Rheem | 610430-31/NPT-78-G | 2012-11-26 | 2030-12-31 | 844 | 916 | 698 | 525
15121 | Rheem | 610430-31/NPT-79-E | 2012-11-26 | 2030-12-31 | 1402 | 1600 | 1265 | 1063
15122 | Rheem | 610430-31/NPT-79-G | 2012-11-26 | 2030-12-31 | 874 | 952 | 726 | 549
15123 | Rheem | 610430-31/NPT-80-E | 2012-11-26 | 2030-12-31 | 1422 | 1622 | 1283 | 1079
15124 | Rheem | 610430-31/NPT-80-G | 2012-11-26 | 2030-12-31 | 905 | 988 | 755 | 574
15125 | Rheem | 610430-31/NPT-81-E | 2012-11-26 | 2030-12-31 | 1442 | 1645 | 1302 | 1095
15126 | Rheem | 610430-31/NPT-81-G | 2012-11-26 | 2030-12-31 | 936 | 1025 | 784 | 599
15127 | Rheem | 610430-31/NPT-82-E | 2012-11-26 | 2030-12-31 | 1462 | 1667 | 1320 | 1111
15128 | Rheem | 610430-31/NPT-82-G | 2012-11-26 | 2030-12-31 | 967 | 1061 | 813 | 624
15129 | Rheem | 610430-31/NPT-83-E | 2012-11-26 | 2030-12-31 | 1482 | 1689 | 1338 | 1127
15130 | Rheem | 610430-31/NPT-83-G | 2012-11-26 | 2030-12-31 | 998 | 1097 | 841 | 649
15131 | Rheem | 610430-31/NPT-84-E | 2012-11-26 | 2030-12-31 | 1503 | 1712 | 1357 | 1143
15132 | Rheem | 610430-31/NPT-84-G | 2012-11-26 | 2030-12-31 | 1029 | 1134 | 870 | 674
15133 | Rheem | 610430-31/NPT-85-E | 2012-11-26 | 2030-12-31 | 1523 | 1734 | 1375 | 1159
15134 | Rheem | 610430-31/NPT-85-G | 2012-11-26 | 2030-12-31 | 1060 | 1170 | 899 | 699
15135 | Rheem | 610430-31/NPT-86-E | 2012-11-26 | 2030-12-31 | 1543 | 1757 | 1393 | 1175
15136 | Rheem | 610430-31/NPT-86-G | 2012-11-26 | 2030-12-31 | 1091 | 1207 | 928 | 724
15137 | Rheem | 610430-31/NPT-87-E | 2012-11-26 | 2030-12-31 | 1563 | 1779 | 1412 | 1191
15138 | Rheem | 610430-31/NPT-87-G | 2012-11-26 | 2030-12-31 | 1122 | 1243 | 956 | 749
15139 | Rheem | 610430-31/NPT-88-E | 2012-11-26 | 2030-12-31 | 1583 | 1801 | 1430 | 1207
15140 | Rheem | 610430-31/NPT-88-G | 2012-11-26 | 2030-12-31 | 1153 | 1279 | 985 | 774
15141 | Rheem | 610430-31/NPT-89-E | 2012-11-26 | 2030-12-31 | 1604 | 1824 | 1448 | 1222
15142 | Rheem | 610430-31/NPT-89-G | 2012-11-26 | 2030-12-31 | 1184 | 1316 | 1014 | 798
15143 | Rheem | 610430-31/NPT-90-E | 2012-11-26 | 2030-12-31 | 1624 | 1846 | 1467 | 1238
15144 | Rheem | 610430-31/NPT-90-G | 2012-11-26 | 2030-12-31 | 1215 | 1352 | 1043 | 823
15145 | Rheem | 610430-31/NPT-91-E | 2012-11-26 | 2030-12-31 | 1644 | 1868 | 1485 | 1254
15146 | Rheem | 610430-31/NPT-91-G | 2012-11-26 | 2030-12-31 | 1246 | 1388 | 1071 | 848
15147 | Rheem | 610430-31/NPT-92-E | 2012-11-26 | 2030-12-31 | 1664 | 1891 | 1503 | 1270
15148 | Rheem | 610430-31/NPT-92-G | 2012-11-26 | 2030-12-31 | 1277 | 1425 | 1100 | 873
15149 | Rheem | 610430-31/NPT-93-E | 2012-11-26 | 2030-12-31 | 1684 | 1913 | 1522 | 1286
15150 | Rheem | 610430-31/NPT-93-G | 2012-11-26 | 2030-12-31 | 1308 | 1461 | 1129 | 898
15151 | Rheem | 610430-31/NPT-94-E | 2012-11-26 | 2030-12-31 | 1705 | 1936 | 1540 | 1302
15152 | Rheem | 610430-31/NPT-94-G | 2012-11-26 | 2030-12-31 | 1339 | 1498 | 1158 | 923
15153 | Rheem | 610430-31/NPT-95-E | 2012-11-26 | 2030-12-31 | 1725 | 1958 | 1558 | 1318
15154 | Rheem | 610430-31/NPT-95-G | 2012-11-26 | 2030-12-31 | 1370 | 1534 | 1186 | 948
15155 | Rheem | 610430-31/NPT-96-E | 2012-11-26 | 2030-12-31 | 1745 | 1980 | 1577 | 1334
15156 | Rheem | 610430-31/NPT-96-G | 2012-11-26 | 2030-12-31 | 1401 | 1570 | 1215 | 973
15157 | Rheem | 610430-31/NPT-97-E | 2012-11-26 | 2030-12-31 | 1765 | 2003 | 1595 | 1350
15158 | Rheem | 610430-31/NPT-97-G | 2012-11-26 | 2030-12-31 | 1432 | 1607 | 1244 | 998
15159 | Rheem | 610430-31/NPT-98-E | 2012-11-26 | 2030-12-31 | 1785 | 2025 | 1613 | 1366
15160 | Rheem | 610430-31/NPT-98-G | 2012-11-26 | 2030-12-31 | 1463 | 1643 | 1273 | 1023
15161 | Rheem | 610430-31/NPT-99-E | 2012-11-26 | 2030-12-31 | 1806 | 2048 | 1632 | 1382
15162 | Rheem | 610430-31/NPT-99-G | 2012-11-26 | 2030-12-31 | 1494 | 1680 | 1302 | 1048
15163 | Rheem | 610430-32/AP07-100-E | 2014-03-01 | 2030-12-31 | 1823 | 2069 | 1648 | 1396
15164 | Rheem | 610430-32/AP07-100-G | 2014-03-01 | 2030-12-31 | 1509 | 1697 | 1316 | 1060
15165 | Rheem | 610430-32/AP07-101-E | 2014-03-01 | 2030-12-31 | 1842 | 2090 | 1666 | 1411
15166 | Rheem | 610430-32/AP07-101-G | 2014-03-01 | 2030-12-31 | 1527 | 1716 | 1332 | 1074
15167 | Rheem | 610430-32/AP07-102-E | 2014-03-01 | 2030-12-31 | 1862 | 2112 | 1684 | 1427
15168 | Rheem | 610430-32/AP07-102-G | 2014-03-01 | 2030-12-31 | 1545 | 1736 | 1349 | 1088
15169 | Rheem | 610430-32/AP07-103-E | 2014-03-01 | 2030-12-31 | 1882 | 2134 | 1702 | 1443
15170 | Rheem | 610430-32/AP07-103-G | 2014-03-01 | 2030-12-31 | 1564 | 1756 | 1365 | 1103
15171 | Rheem | 610430-32/AP07-104-E | 2014-03-01 | 2030-12-31 | 1902 | 2156 | 1720 | 1458
15172 | Rheem | 610430-32/AP07-104-G | 2014-03-01 | 2030-12-31 | 1582 | 1776 | 1382 | 1117
15173 | Rheem | 610430-32/AP07-105-E | 2014-03-01 | 2030-12-31 | 1922 | 2178 | 1738 | 1474
15174 | Rheem | 610430-32/AP07-105-G | 2014-03-01 | 2030-12-31 | 1601 | 1796 | 1399 | 1131
15175 | Rheem | 610430-32/AP07-106-E | 2014-03-01 | 2030-12-31 | 1942 | 2200 | 1756 | 1490
15176 | Rheem | 610430-32/AP07-106-G | 2014-03-01 | 2030-12-31 | 1619 | 1816 | 1415 | 1146
15177 | Rheem | 610430-32/AP07-107-E | 2014-03-01 | 2030-12-31 | 1961 | 2222 | 1775 | 1505
15178 | Rheem | 610430-32/AP07-107-G | 2014-03-01 | 2030-12-31 | 1638 | 1835 | 1432 | 1160
15179 | Rheem | 610430-32/AP07-108-E | 2014-03-01 | 2030-12-31 | 1981 | 2244 | 1793 | 1521
15180 | Rheem | 610430-32/AP07-108-G | 2014-03-01 | 2030-12-31 | 1656 | 1855 | 1448 | 1174
15181 | Rheem | 610430-32/AP07-109-E | 2014-03-01 | 2030-12-31 | 2001 | 2266 | 1811 | 1537
15182 | Rheem | 610430-32/AP07-109-G | 2014-03-01 | 2030-12-31 | 1675 | 1875 | 1465 | 1189
15183 | Rheem | 610430-32/AP07-110-E | 2014-03-01 | 2030-12-31 | 2021 | 2288 | 1829 | 1553
15184 | Rheem | 610430-32/AP07-110-G | 2014-03-01 | 2030-12-31 | 1693 | 1895 | 1482 | 1203
15185 | Rheem | 610430-32/AP07-111-E | 2014-03-01 | 2030-12-31 | 2041 | 2310 | 1847 | 1568
15186 | Rheem | 610430-32/AP07-111-G | 2014-03-01 | 2030-12-31 | 1711 | 1915 | 1498 | 1217
15187 | Rheem | 610430-32/AP07-112-E | 2014-03-01 | 2030-12-31 | 2061 | 2332 | 1865 | 1584
15188 | Rheem | 610430-32/AP07-112-G | 2014-03-01 | 2030-12-31 | 1730 | 1935 | 1515 | 1232
15189 | Rheem | 610430-32/AP07-113-E | 2014-03-01 | 2030-12-31 | 2081 | 2354 | 1883 | 1600
15190 | Rheem | 610430-32/AP07-113-G | 2014-03-01 | 2030-12-31 | 1748 | 1955 | 1531 | 1246
15191 | Rheem | 610430-32/AP07-114-E | 2014-03-01 | 2030-12-31 | 2100 | 2376 | 1902 | 1615
15192 | Rheem | 610430-32/AP07-114-G | 2014-03-01 | 2030-12-31 | 1767 | 1974 | 1548 | 1260
15193 | Rheem | 610430-32/AP07-115-E | 2014-03-01 | 2030-12-31 | 2120 | 2398 | 1920 | 1631
15194 | Rheem | 610430-32/AP07-115-G | 2014-03-01 | 2030-12-31 | 1785 | 1994 | 1565 | 1275
15195 | Rheem | 610430-32/AP07-116-E | 2014-03-01 | 2030-12-31 | 2140 | 2420 | 1938 | 1647
15196 | Rheem | 610430-32/AP07-116-G | 2014-03-01 | 2030-12-31 | 1804 | 2014 | 1581 | 1289
15197 | Rheem | 610430-32/AP07-117-E | 2014-03-01 | 2030-12-31 | 2160 | 2442 | 1956 | 1662
15198 | Rheem | 610430-32/AP07-117-G | 2014-03-01 | 2030-12-31 | 1822 | 2034 | 1598 | 1303
15199 | Rheem | 610430-32/AP07-118-E | 2014-03-01 | 2030-12-31 | 2180 | 2464 | 1974 | 1678
15200 | Rheem | 610430-32/AP07-118-G | 2014-03-01 | 2030-12-31 | 1841 | 2054 | 1614 | 1318
15201 | Rheem | 610430-32/AP07-119-E | 2014-03-01 | 2030-12-31 | 2200 | 2486 | 1992 | 1694
15202 | Rheem | 610430-32/AP07-119-G | 2014-03-01 | 2030-12-31 | 1859 | 2074 | 1631 | 1332
15203 | Rheem | 610430-32/AP07-120-E | 2014-03-01 | 2030-12-31 | 2220 | 2508 | 2011 | 1710
15204 | Rheem | 610430-32/AP07-120-G | 2014-03-01 | 2030-12-31 | 1878 | 2094 | 1648 | 1347
15205 | Rheem | 610430-32/AP07-80-E | 2014-03-01 | 2030-12-31 | 1418 | 1620 | 1281 | 1078
15206 | Rheem | 610430-32/AP07-80-G | 2014-03-01 | 2030-12-31 | 969 | 1069 | 815 | 628
15207 | Rheem | 610430-32/AP07-81-E | 2014-03-01 | 2030-12-31 | 1438 | 1642 | 1299 | 1093
15208 | Rheem | 610430-32/AP07-81-G | 2014-03-01 | 2030-12-31 | 996 | 1100 | 840 | 649
15209 | Rheem | 610430-32/AP07-82-E | 2014-03-01 | 2030-12-31 | 1458 | 1664 | 1317 | 1109
15210 | Rheem | 610430-32/AP07-82-G | 2014-03-01 | 2030-12-31 | 1023 | 1131 | 865 | 671
15211 | Rheem | 610430-32/AP07-83-E | 2014-03-01 | 2030-12-31 | 1478 | 1687 | 1336 | 1125
15212 | Rheem | 610430-32/AP07-83-G | 2014-03-01 | 2030-12-31 | 1050 | 1163 | 890 | 692
15213 | Rheem | 610430-32/AP07-84-E | 2014-03-01 | 2030-12-31 | 1499 | 1709 | 1354 | 1141
15214 | Rheem | 610430-32/AP07-84-G | 2014-03-01 | 2030-12-31 | 1077 | 1194 | 915 | 714
15215 | Rheem | 610430-32/AP07-85-E | 2014-03-01 | 2030-12-31 | 1519 | 1732 | 1372 | 1157
15216 | Rheem | 610430-32/AP07-85-G | 2014-03-01 | 2030-12-31 | 1104 | 1226 | 940 | 736
15217 | Rheem | 610430-32/AP07-86-E | 2014-03-01 | 2030-12-31 | 1539 | 1754 | 1391 | 1173
15218 | Rheem | 610430-32/AP07-86-G | 2014-03-01 | 2030-12-31 | 1131 | 1257 | 965 | 757
15219 | Rheem | 610430-32/AP07-87-E | 2014-03-01 | 2030-12-31 | 1559 | 1777 | 1409 | 1189
15220 | Rheem | 610430-32/AP07-87-G | 2014-03-01 | 2030-12-31 | 1158 | 1288 | 990 | 779
15221 | Rheem | 610430-32/AP07-88-E | 2014-03-01 | 2030-12-31 | 1580 | 1799 | 1427 | 1205
15222 | Rheem | 610430-32/AP07-88-G | 2014-03-01 | 2030-12-31 | 1185 | 1320 | 1015 | 800
15223 | Rheem | 610430-32/AP07-89-E | 2014-03-01 | 2030-12-31 | 1600 | 1822 | 1446 | 1221
15224 | Rheem | 610430-32/AP07-89-G | 2014-03-01 | 2030-12-31 | 1212 | 1351 | 1040 | 822
15225 | Rheem | 610430-32/AP07-90-E | 2014-03-01 | 2030-12-31 | 1620 | 1844 | 1464 | 1237
15226 | Rheem | 610430-32/AP07-90-G | 2014-03-01 | 2030-12-31 | 1239 | 1383 | 1065 | 844
15227 | Rheem | 610430-32/AP07-91-E | 2014-03-01 | 2030-12-31 | 1640 | 1866 | 1482 | 1252
15228 | Rheem | 610430-32/AP07-91-G | 2014-03-01 | 2030-12-31 | 1266 | 1414 | 1090 | 865
15229 | Rheem | 610430-32/AP07-92-E | 2014-03-01 | 2030-12-31 | 1661 | 1889 | 1501 | 1268
15230 | Rheem | 610430-32/AP07-92-G | 2014-03-01 | 2030-12-31 | 1293 | 1445 | 1115 | 887
15231 | Rheem | 610430-32/AP07-93-E | 2014-03-01 | 2030-12-31 | 1681 | 1911 | 1519 | 1284
15232 | Rheem | 610430-32/AP07-93-G | 2014-03-01 | 2030-12-31 | 1320 | 1477 | 1140 | 908
15233 | Rheem | 610430-32/AP07-94-E | 2014-03-01 | 2030-12-31 | 1701 | 1934 | 1537 | 1300
15234 | Rheem | 610430-32/AP07-94-G | 2014-03-01 | 2030-12-31 | 1347 | 1508 | 1165 | 930
15235 | Rheem | 610430-32/AP07-95-E | 2014-03-01 | 2030-12-31 | 1721 | 1956 | 1556 | 1316
15236 | Rheem | 610430-32/AP07-95-G | 2014-03-01 | 2030-12-31 | 1374 | 1540 | 1190 | 952
15237 | Rheem | 610430-32/AP07-96-E | 2014-03-01 | 2030-12-31 | 1742 | 1979 | 1574 | 1332
15238 | Rheem | 610430-32/AP07-96-G | 2014-03-01 | 2030-12-31 | 1401 | 1571 | 1215 | 973
15239 | Rheem | 610430-32/AP07-97-E | 2014-03-01 | 2030-12-31 | 1762 | 2001 | 1592 | 1348
15240 | Rheem | 610430-32/AP07-97-G | 2014-03-01 | 2030-12-31 | 1428 | 1602 | 1240 | 995
15241 | Rheem | 610430-32/AP07-98-E | 2014-03-01 | 2030-12-31 | 1782 | 2024 | 1611 | 1364
15242 | Rheem | 610430-32/AP07-98-G | 2014-03-01 | 2030-12-31 | 1455 | 1634 | 1265 | 1016
15243 | Rheem | 610430-32/AP07-99-E | 2014-03-01 | 2030-12-31 | 1802 | 2046 | 1629 | 1380
15244 | Rheem | 610430-32/AP07-99-G | 2014-03-01 | 2030-12-31 | 1482 | 1665 | 1290 | 1038
15245 | Rheem | 610430-32/L-100-E | 2012-11-26 | 2030-12-31 | 1823 | 2069 | 1648 | 1396
15246 | Rheem | 610430-32/L-100-G | 2012-11-26 | 2030-12-31 | 1509 | 1697 | 1316 | 1060
15247 | Rheem | 610430-32/L-101-E | 2012-11-26 | 2030-12-31 | 1842 | 2090 | 1666 | 1411
15248 | Rheem | 610430-32/L-101-G | 2012-11-26 | 2030-12-31 | 1527 | 1716 | 1332 | 1074
15249 | Rheem | 610430-32/L-102-E | 2012-11-26 | 2030-12-31 | 1862 | 2112 | 1684 | 1427
15250 | Rheem | 610430-32/L-102-G | 2012-11-26 | 2030-12-31 | 1545 | 1736 | 1349 | 1088
15251 | Rheem | 610430-32/L-103-E | 2012-11-26 | 2030-12-31 | 1882 | 2134 | 1702 | 1443
15252 | Rheem | 610430-32/L-103-G | 2012-11-26 | 2030-12-31 | 1564 | 1756 | 1365 | 1103
15253 | Rheem | 610430-32/L-104-E | 2012-11-26 | 2030-12-31 | 1902 | 2156 | 1720 | 1458
15254 | Rheem | 610430-32/L-104-G | 2012-11-26 | 2030-12-31 | 1582 | 1776 | 1382 | 1117
15255 | Rheem | 610430-32/L-105-E | 2012-11-26 | 2030-12-31 | 1922 | 2178 | 1738 | 1474
15256 | Rheem | 610430-32/L-105-G | 2012-11-26 | 2030-12-31 | 1601 | 1796 | 1399 | 1131
15257 | Rheem | 610430-32/L-106-E | 2012-11-26 | 2030-12-31 | 1942 | 2200 | 1756 | 1490
15258 | Rheem | 610430-32/L-106-G | 2012-11-26 | 2030-12-31 | 1619 | 1816 | 1415 | 1146
15259 | Rheem | 610430-32/L-107-E | 2012-11-26 | 2030-12-31 | 1961 | 2222 | 1775 | 1505
15260 | Rheem | 610430-32/L-107-G | 2012-11-26 | 2030-12-31 | 1638 | 1835 | 1432 | 1160
15261 | Rheem | 610430-32/L-108-E | 2012-11-26 | 2030-12-31 | 1981 | 2244 | 1793 | 1521
15262 | Rheem | 610430-32/L-108-G | 2012-11-26 | 2030-12-31 | 1656 | 1855 | 1448 | 1174
15263 | Rheem | 610430-32/L-109-E | 2012-11-26 | 2030-12-31 | 2001 | 2266 | 1811 | 1537
15264 | Rheem | 610430-32/L-109-G | 2012-11-26 | 2030-12-31 | 1675 | 1875 | 1465 | 1189
15265 | Rheem | 610430-32/L-110-E | 2012-11-26 | 2030-12-31 | 2021 | 2288 | 1829 | 1553
15266 | Rheem | 610430-32/L-110-G | 2012-11-26 | 2030-12-31 | 1693 | 1895 | 1482 | 1203
15267 | Rheem | 610430-32/L-111-E | 2012-11-26 | 2030-12-31 | 2041 | 2310 | 1847 | 1568
15268 | Rheem | 610430-32/L-111-G | 2012-11-26 | 2030-12-31 | 1711 | 1915 | 1498 | 1217
15269 | Rheem | 610430-32/L-112-E | 2012-11-26 | 2030-12-31 | 2061 | 2332 | 1865 | 1584
15270 | Rheem | 610430-32/L-112-G | 2012-11-26 | 2030-12-31 | 1730 | 1935 | 1515 | 1232
15271 | Rheem | 610430-32/L-113-E | 2012-11-26 | 2030-12-31 | 2081 | 2354 | 1883 | 1600
15272 | Rheem | 610430-32/L-113-G | 2012-11-26 | 2030-12-31 | 1748 | 1955 | 1531 | 1246
15273 | Rheem | 610430-32/L-114-E | 2012-11-26 | 2030-12-31 | 2100 | 2376 | 1902 | 1615
15274 | Rheem | 610430-32/L-114-G | 2012-11-26 | 2030-12-31 | 1767 | 1974 | 1548 | 1260
15275 | Rheem | 610430-32/L-115-E | 2012-11-26 | 2030-12-31 | 2120 | 2398 | 1920 | 1631
15276 | Rheem | 610430-32/L-115-G | 2012-11-26 | 2030-12-31 | 1785 | 1994 | 1565 | 1275
15277 | Rheem | 610430-32/L-116-E | 2012-11-26 | 2030-12-31 | 2140 | 2420 | 1938 | 1647
15278 | Rheem | 610430-32/L-116-G | 2012-11-26 | 2030-12-31 | 1804 | 2014 | 1581 | 1289
15279 | Rheem | 610430-32/L-117-E | 2012-11-26 | 2030-12-31 | 2160 | 2442 | 1956 | 1662
15280 | Rheem | 610430-32/L-117-G | 2012-11-26 | 2030-12-31 | 1822 | 2034 | 1598 | 1303
15281 | Rheem | 610430-32/L-118-E | 2012-11-26 | 2030-12-31 | 2180 | 2464 | 1974 | 1678
15282 | Rheem | 610430-32/L-118-G | 2012-11-26 | 2030-12-31 | 1841 | 2054 | 1614 | 1318
15283 | Rheem | 610430-32/L-119-E | 2012-11-26 | 2030-12-31 | 2200 | 2486 | 1992 | 1694
15284 | Rheem | 610430-32/L-119-G | 2012-11-26 | 2030-12-31 | 1859 | 2074 | 1631 | 1332
15285 | Rheem | 610430-32/L-120-E | 2012-11-26 | 2030-12-31 | 2220 | 2508 | 2011 | 1710
15286 | Rheem | 610430-32/L-120-G | 2012-11-26 | 2030-12-31 | 1878 | 2094 | 1648 | 1347
15287 | Rheem | 610430-32/L-80-E | 2012-11-26 | 2030-12-31 | 1418 | 1620 | 1281 | 1078
15288 | Rheem | 610430-32/L-80-G | 2012-11-26 | 2030-12-31 | 969 | 1069 | 815 | 628
15289 | Rheem | 610430-32/L-81-E | 2012-11-26 | 2030-12-31 | 1438 | 1642 | 1299 | 1093
15290 | Rheem | 610430-32/L-81-G | 2012-11-26 | 2030-12-31 | 996 | 1100 | 840 | 649
15291 | Rheem | 610430-32/L-82-E | 2012-11-26 | 2030-12-31 | 1458 | 1664 | 1317 | 1109
15292 | Rheem | 610430-32/L-82-G | 2012-11-26 | 2030-12-31 | 1023 | 1131 | 865 | 671
15293 | Rheem | 610430-32/L-83-E | 2012-11-26 | 2030-12-31 | 1478 | 1687 | 1336 | 1125
15294 | Rheem | 610430-32/L-83-G | 2012-11-26 | 2030-12-31 | 1050 | 1163 | 890 | 692
15295 | Rheem | 610430-32/L-84-E | 2012-11-26 | 2030-12-31 | 1499 | 1709 | 1354 | 1141
15296 | Rheem | 610430-32/L-84-G | 2012-11-26 | 2030-12-31 | 1077 | 1194 | 915 | 714
15297 | Rheem | 610430-32/L-85-E | 2012-11-26 | 2030-12-31 | 1519 | 1732 | 1372 | 1157
15298 | Rheem | 610430-32/L-85-G | 2012-11-26 | 2030-12-31 | 1104 | 1226 | 940 | 736
15299 | Rheem | 610430-32/L-86-E | 2012-11-26 | 2030-12-31 | 1539 | 1754 | 1391 | 1173
15300 | Rheem | 610430-32/L-86-G | 2012-11-26 | 2030-12-31 | 1131 | 1257 | 965 | 757
15301 | Rheem | 610430-32/L-87-E | 2012-11-26 | 2030-12-31 | 1559 | 1777 | 1409 | 1189
15302 | Rheem | 610430-32/L-87-G | 2012-11-26 | 2030-12-31 | 1158 | 1288 | 990 | 779
15303 | Rheem | 610430-32/L-88-E | 2012-11-26 | 2030-12-31 | 1580 | 1799 | 1427 | 1205
15304 | Rheem | 610430-32/L-88-G | 2012-11-26 | 2030-12-31 | 1185 | 1320 | 1015 | 800
15305 | Rheem | 610430-32/L-89-E | 2012-11-26 | 2030-12-31 | 1600 | 1822 | 1446 | 1221
15306 | Rheem | 610430-32/L-89-G | 2012-11-26 | 2030-12-31 | 1212 | 1351 | 1040 | 822
15307 | Rheem | 610430-32/L-90-E | 2012-11-26 | 2030-12-31 | 1620 | 1844 | 1464 | 1237
15308 | Rheem | 610430-32/L-90-G | 2012-11-26 | 2030-12-31 | 1239 | 1383 | 1065 | 844
15309 | Rheem | 610430-32/L-91-E | 2012-11-26 | 2030-12-31 | 1640 | 1866 | 1482 | 1252
15310 | Rheem | 610430-32/L-91-G | 2012-11-26 | 2030-12-31 | 1266 | 1414 | 1090 | 865
15311 | Rheem | 610430-32/L-92-E | 2012-11-26 | 2030-12-31 | 1661 | 1889 | 1501 | 1268
15312 | Rheem | 610430-32/L-92-G | 2012-11-26 | 2030-12-31 | 1293 | 1445 | 1115 | 887
15313 | Rheem | 610430-32/L-93-E | 2012-11-26 | 2030-12-31 | 1681 | 1911 | 1519 | 1284
15314 | Rheem | 610430-32/L-93-G | 2012-11-26 | 2030-12-31 | 1320 | 1477 | 1140 | 908
15315 | Rheem | 610430-32/L-94-E | 2012-11-26 | 2030-12-31 | 1701 | 1934 | 1537 | 1300
15316 | Rheem | 610430-32/L-94-G | 2012-11-26 | 2030-12-31 | 1347 | 1508 | 1165 | 930
15317 | Rheem | 610430-32/L-95-E | 2012-11-26 | 2030-12-31 | 1721 | 1956 | 1556 | 1316
15318 | Rheem | 610430-32/L-95-G | 2012-11-26 | 2030-12-31 | 1374 | 1540 | 1190 | 952
15319 | Rheem | 610430-32/L-96-E | 2012-11-26 | 2030-12-31 | 1742 | 1979 | 1574 | 1332
15320 | Rheem | 610430-32/L-96-G | 2012-11-26 | 2030-12-31 | 1401 | 1571 | 1215 | 973
15321 | Rheem | 610430-32/L-97-E | 2012-11-26 | 2030-12-31 | 1762 | 2001 | 1592 | 1348
15322 | Rheem | 610430-32/L-97-G | 2012-11-26 | 2030-12-31 | 1428 | 1602 | 1240 | 995
15323 | Rheem | 610430-32/L-98-E | 2012-11-26 | 2030-12-31 | 1782 | 2024 | 1611 | 1364
15324 | Rheem | 610430-32/L-98-G | 2012-11-26 | 2030-12-31 | 1455 | 1634 | 1265 | 1016
15325 | Rheem | 610430-32/L-99-E | 2012-11-26 | 2030-12-31 | 1802 | 2046 | 1629 | 1380
15326 | Rheem | 610430-32/L-99-G | 2012-11-26 | 2030-12-31 | 1482 | 1665 | 1290 | 1038
15327 | Rheem | 610430-32/NPT-100-E | 2012-11-26 | 2030-12-31 | 1823 | 2069 | 1648 | 1396
15328 | Rheem | 610430-32/NPT-100-G | 2012-11-26 | 2030-12-31 | 1509 | 1697 | 1316 | 1060
15329 | Rheem | 610430-32/NPT-101-E | 2012-11-26 | 2030-12-31 | 1842 | 2090 | 1666 | 1411
15330 | Rheem | 610430-32/NPT-101-G | 2012-11-26 | 2030-12-31 | 1527 | 1716 | 1332 | 1074
15331 | Rheem | 610430-32/NPT-102-E | 2012-11-26 | 2030-12-31 | 1862 | 2112 | 1684 | 1427
15332 | Rheem | 610430-32/NPT-102-G | 2012-11-26 | 2030-12-31 | 1545 | 1736 | 1349 | 1088
15333 | Rheem | 610430-32/NPT-103-E | 2012-11-26 | 2030-12-31 | 1882 | 2134 | 1702 | 1443
15334 | Rheem | 610430-32/NPT-103-G | 2012-11-26 | 2030-12-31 | 1564 | 1756 | 1365 | 1103
15335 | Rheem | 610430-32/NPT-104-E | 2012-11-26 | 2030-12-31 | 1902 | 2156 | 1720 | 1458
15336 | Rheem | 610430-32/NPT-104-G | 2012-11-26 | 2030-12-31 | 1582 | 1776 | 1382 | 1117
15337 | Rheem | 610430-32/NPT-105-E | 2012-11-26 | 2030-12-31 | 1922 | 2178 | 1738 | 1474
15338 | Rheem | 610430-32/NPT-105-G | 2012-11-26 | 2030-12-31 | 1601 | 1796 | 1399 | 1131
15339 | Rheem | 610430-32/NPT-106-E | 2012-11-26 | 2030-12-31 | 1942 | 2200 | 1756 | 1490
15340 | Rheem | 610430-32/NPT-106-G | 2012-11-26 | 2030-12-31 | 1619 | 1816 | 1415 | 1146
15341 | Rheem | 610430-32/NPT-107-E | 2012-11-26 | 2030-12-31 | 1961 | 2222 | 1775 | 1505
15342 | Rheem | 610430-32/NPT-107-G | 2012-11-26 | 2030-12-31 | 1638 | 1835 | 1432 | 1160
15343 | Rheem | 610430-32/NPT-108-E | 2012-11-26 | 2030-12-31 | 1981 | 2244 | 1793 | 1521
15344 | Rheem | 610430-32/NPT-108-G | 2012-11-26 | 2030-12-31 | 1656 | 1855 | 1448 | 1174
15345 | Rheem | 610430-32/NPT-109-E | 2012-11-26 | 2030-12-31 | 2001 | 2266 | 1811 | 1537
15346 | Rheem | 610430-32/NPT-109-G | 2012-11-26 | 2030-12-31 | 1675 | 1875 | 1465 | 1189
15347 | Rheem | 610430-32/NPT-110-E | 2012-11-26 | 2030-12-31 | 2021 | 2288 | 1829 | 1553
15348 | Rheem | 610430-32/NPT-110-G | 2012-11-26 | 2030-12-31 | 1693 | 1895 | 1482 | 1203
15349 | Rheem | 610430-32/NPT-111-E | 2012-11-26 | 2030-12-31 | 2041 | 2310 | 1847 | 1568
15350 | Rheem | 610430-32/NPT-111-G | 2012-11-26 | 2030-12-31 | 1711 | 1915 | 1498 | 1217
15351 | Rheem | 610430-32/NPT-112-E | 2012-11-26 | 2030-12-31 | 2061 | 2332 | 1865 | 1584
15352 | Rheem | 610430-32/NPT-112-G | 2012-11-26 | 2030-12-31 | 1730 | 1935 | 1515 | 1232
15353 | Rheem | 610430-32/NPT-113-E | 2012-11-26 | 2030-12-31 | 2081 | 2354 | 1883 | 1600
15354 | Rheem | 610430-32/NPT-113-G | 2012-11-26 | 2030-12-31 | 1748 | 1955 | 1531 | 1246
15355 | Rheem | 610430-32/NPT-114-E | 2012-11-26 | 2030-12-31 | 2100 | 2376 | 1902 | 1615
15356 | Rheem | 610430-32/NPT-114-G | 2012-11-26 | 2030-12-31 | 1767 | 1974 | 1548 | 1260
15357 | Rheem | 610430-32/NPT-115-E | 2012-11-26 | 2030-12-31 | 2120 | 2398 | 1920 | 1631
15358 | Rheem | 610430-32/NPT-115-G | 2012-11-26 | 2030-12-31 | 1785 | 1994 | 1565 | 1275
15359 | Rheem | 610430-32/NPT-116-E | 2012-11-26 | 2030-12-31 | 2140 | 2420 | 1938 | 1647
15360 | Rheem | 610430-32/NPT-116-G | 2012-11-26 | 2030-12-31 | 1804 | 2014 | 1581 | 1289
15361 | Rheem | 610430-32/NPT-117-E | 2012-11-26 | 2030-12-31 | 2160 | 2442 | 1956 | 1662
15362 | Rheem | 610430-32/NPT-117-G | 2012-11-26 | 2030-12-31 | 1822 | 2034 | 1598 | 1303
15363 | Rheem | 610430-32/NPT-118-E | 2012-11-26 | 2030-12-31 | 2180 | 2464 | 1974 | 1678
15364 | Rheem | 610430-32/NPT-118-G | 2012-11-26 | 2030-12-31 | 1841 | 2054 | 1614 | 1318
15365 | Rheem | 610430-32/NPT-119-E | 2012-11-26 | 2030-12-31 | 2200 | 2486 | 1992 | 1694
15366 | Rheem | 610430-32/NPT-119-G | 2012-11-26 | 2030-12-31 | 1859 | 2074 | 1631 | 1332
15367 | Rheem | 610430-32/NPT-120-E | 2012-11-26 | 2030-12-31 | 2220 | 2508 | 2011 | 1710
15368 | Rheem | 610430-32/NPT-120-G | 2012-11-26 | 2030-12-31 | 1878 | 2094 | 1648 | 1347
15369 | Rheem | 610430-32/NPT-80-E | 2012-11-26 | 2030-12-31 | 1418 | 1620 | 1281 | 1078
15370 | Rheem | 610430-32/NPT-80-G | 2012-11-26 | 2030-12-31 | 969 | 1069 | 815 | 628
15371 | Rheem | 610430-32/NPT-81-E | 2012-11-26 | 2030-12-31 | 1438 | 1642 | 1299 | 1093
15372 | Rheem | 610430-32/NPT-81-G | 2012-11-26 | 2030-12-31 | 996 | 1100 | 840 | 649
15373 | Rheem | 610430-32/NPT-82-E | 2012-11-26 | 2030-12-31 | 1458 | 1664 | 1317 | 1109
15374 | Rheem | 610430-32/NPT-82-G | 2012-11-26 | 2030-12-31 | 1023 | 1131 | 865 | 671
15375 | Rheem | 610430-32/NPT-83-E | 2012-11-26 | 2030-12-31 | 1478 | 1687 | 1336 | 1125
15376 | Rheem | 610430-32/NPT-83-G | 2012-11-26 | 2030-12-31 | 1050 | 1163 | 890 | 692
15377 | Rheem | 610430-32/NPT-84-E | 2012-11-26 | 2030-12-31 | 1499 | 1709 | 1354 | 1141
15378 | Rheem | 610430-32/NPT-84-G | 2012-11-26 | 2030-12-31 | 1077 | 1194 | 915 | 714
15379 | Rheem | 610430-32/NPT-85-E | 2012-11-26 | 2030-12-31 | 1519 | 1732 | 1372 | 1157
15380 | Rheem | 610430-32/NPT-85-G | 2012-11-26 | 2030-12-31 | 1104 | 1226 | 940 | 736
15381 | Rheem | 610430-32/NPT-86-E | 2012-11-26 | 2030-12-31 | 1539 | 1754 | 1391 | 1173
15382 | Rheem | 610430-32/NPT-86-G | 2012-11-26 | 2030-12-31 | 1131 | 1257 | 965 | 757
15383 | Rheem | 610430-32/NPT-87-E | 2012-11-26 | 2030-12-31 | 1559 | 1777 | 1409 | 1189
15384 | Rheem | 610430-32/NPT-87-G | 2012-11-26 | 2030-12-31 | 1158 | 1288 | 990 | 779
15385 | Rheem | 610430-32/NPT-88-E | 2012-11-26 | 2030-12-31 | 1580 | 1799 | 1427 | 1205
15386 | Rheem | 610430-32/NPT-88-G | 2012-11-26 | 2030-12-31 | 1185 | 1320 | 1015 | 800
15387 | Rheem | 610430-32/NPT-89-E | 2012-11-26 | 2030-12-31 | 1600 | 1822 | 1446 | 1221
15388 | Rheem | 610430-32/NPT-89-G | 2012-11-26 | 2030-12-31 | 1212 | 1351 | 1040 | 822
15389 | Rheem | 610430-32/NPT-90-E | 2012-11-26 | 2030-12-31 | 1620 | 1844 | 1464 | 1237
15390 | Rheem | 610430-32/NPT-90-G | 2012-11-26 | 2030-12-31 | 1239 | 1383 | 1065 | 844
15391 | Rheem | 610430-32/NPT-91-E | 2012-11-26 | 2030-12-31 | 1640 | 1866 | 1482 | 1252
15392 | Rheem | 610430-32/NPT-91-G | 2012-11-26 | 2030-12-31 | 1266 | 1414 | 1090 | 865
15393 | Rheem | 610430-32/NPT-92-E | 2012-11-26 | 2030-12-31 | 1661 | 1889 | 1501 | 1268
15394 | Rheem | 610430-32/NPT-92-G | 2012-11-26 | 2030-12-31 | 1293 | 1445 | 1115 | 887
15395 | Rheem | 610430-32/NPT-93-E | 2012-11-26 | 2030-12-31 | 1681 | 1911 | 1519 | 1284
15396 | Rheem | 610430-32/NPT-93-G | 2012-11-26 | 2030-12-31 | 1320 | 1477 | 1140 | 908
15397 | Rheem | 610430-32/NPT-94-E | 2012-11-26 | 2030-12-31 | 1701 | 1934 | 1537 | 1300
15398 | Rheem | 610430-32/NPT-94-G | 2012-11-26 | 2030-12-31 | 1347 | 1508 | 1165 | 930
15399 | Rheem | 610430-32/NPT-95-E | 2012-11-26 | 2030-12-31 | 1721 | 1956 | 1556 | 1316
15400 | Rheem | 610430-32/NPT-95-G | 2012-11-26 | 2030-12-31 | 1374 | 1540 | 1190 | 952
15401 | Rheem | 610430-32/NPT-96-E | 2012-11-26 | 2030-12-31 | 1742 | 1979 | 1574 | 1332
15402 | Rheem | 610430-32/NPT-96-G | 2012-11-26 | 2030-12-31 | 1401 | 1571 | 1215 | 973
15403 | Rheem | 610430-32/NPT-97-E | 2012-11-26 | 2030-12-31 | 1762 | 2001 | 1592 | 1348
15404 | Rheem | 610430-32/NPT-97-G | 2012-11-26 | 2030-12-31 | 1428 | 1602 | 1240 | 995
15405 | Rheem | 610430-32/NPT-98-E | 2012-11-26 | 2030-12-31 | 1782 | 2024 | 1611 | 1364
15406 | Rheem | 610430-32/NPT-98-G | 2012-11-26 | 2030-12-31 | 1455 | 1634 | 1265 | 1016
15407 | Rheem | 610430-32/NPT-99-E | 2012-11-26 | 2030-12-31 | 1802 | 2046 | 1629 | 1380
15408 | Rheem | 610430-32/NPT-99-G | 2012-11-26 | 2030-12-31 | 1482 | 1665 | 1290 | 1038
15409 | Rinnai | Split System DDSSN100010B-1 | 2018-10-24 | 2030-12-31 | 181 | 200 | 167 | 145
15410 | Rinnai | Split System DDSSN100010B-2 | 2018-10-24 | 2030-12-31 | 388 | 428 | 359 | 314
15411 | Rinnai | Split System DDSSN100010B-3 | 2018-10-24 | 2030-12-31 | 595 | 655 | 551 | 483
15412 | Rinnai | Split System DDSSN100010B-4 | 2018-10-24 | 2030-12-31 | 801 | 882 | 742 | 652
15413 | Rinnai | Split System DDSSN100010B-5 | 2018-10-24 | 2030-12-31 | 1007 | 1109 | 933 | 820
15414 | Rinnai | Split System DDSSN100010B-6 | 2018-10-24 | 2030-12-31 | 1213 | 1336 | 1124 | 988
15415 | Rinnai | Split System DDSSN100010B-7 | 2018-10-24 | 2030-12-31 | 1419 | 1562 | 1314 | 1156
15416 | Rinnai | Split System DDSSN100012B-1 | 2018-10-24 | 2030-12-31 | 216 | 237 | 200 | 175
15417 | Rinnai | Split System DDSSN100012B-2 | 2018-10-24 | 2030-12-31 | 457 | 502 | 424 | 374
15418 | Rinnai | Split System DDSSN100012B-3 | 2018-10-24 | 2030-12-31 | 697 | 765 | 648 | 572
15419 | Rinnai | Split System DDSSN100012B-4 | 2018-10-24 | 2030-12-31 | 937 | 1028 | 871 | 769
15420 | Rinnai | Split System DDSSN100012B-5 | 2018-10-24 | 2030-12-31 | 1176 | 1291 | 1094 | 966
15421 | Rinnai | Split System DDSSN100012B-6 | 2018-10-24 | 2030-12-31 | 1415 | 1553 | 1316 | 1163
15422 | Rinnai | Split System DDSSN100012B-7 | 2018-10-24 | 2030-12-31 | 1654 | 1814 | 1538 | 1359
15423 | Rinnai | Split System DDSSN10004EVT30A-1 | 2018-10-24 | 2030-12-31 | 145 | 159 | 133 | 116
15424 | Rinnai | Split System DDSSN10004EVT30A-2 | 2018-10-24 | 2030-12-31 | 319 | 351 | 295 | 259
15425 | Rinnai | Split System DDSSN10004EVT30A-3 | 2018-10-24 | 2030-12-31 | 492 | 541 | 456 | 402
15426 | Rinnai | Split System DDSSN10004EVT30A-4 | 2018-10-24 | 2030-12-31 | 664 | 730 | 615 | 543
15427 | Rinnai | Split System DDSSN10004EVT30A-5 | 2018-10-24 | 2030-12-31 | 835 | 918 | 774 | 683
15428 | Rinnai | Split System DDSSN10004EVT30A-6 | 2018-10-24 | 2030-12-31 | 1005 | 1105 | 931 | 821
15429 | Rinnai | Split System DDSSN10004EVT30A-7 | 2018-10-24 | 2030-12-31 | 1173 | 1290 | 1087 | 959
15430 | Rinnai | Split System DDSSN10005EVT30A-1 | 2018-10-24 | 2030-12-31 | 190 | 208 | 175 | 153
15431 | Rinnai | Split System DDSSN10005EVT30A-2 | 2018-10-24 | 2030-12-31 | 403 | 440 | 372 | 328
15432 | Rinnai | Split System DDSSN10005EVT30A-3 | 2018-10-24 | 2030-12-31 | 616 | 672 | 569 | 503
15433 | Rinnai | Split System DDSSN10005EVT30A-4 | 2018-10-24 | 2030-12-31 | 829 | 905 | 766 | 677
15434 | Rinnai | Split System DDSSN10005EVT30A-5 | 2018-10-24 | 2030-12-31 | 1043 | 1138 | 964 | 852
15435 | Rinnai | Split System DDSSN10005EVT30A-6 | 2018-10-24 | 2030-12-31 | 1256 | 1371 | 1161 | 1027
15436 | Rinnai | Split System DDSSN10005EVT30A-7 | 2018-10-24 | 2030-12-31 | 1470 | 1604 | 1359 | 1203
15437 | Rinnai | Split System DDSSN200010EVT30A-1 | 2018-10-24 | 2030-12-31 | 404 | 439 | 375 | 331
15438 | Rinnai | Split System DDSSN200010EVT30A-2 | 2018-10-24 | 2030-12-31 | 817 | 887 | 757 | 669
15439 | Rinnai | Split System DDSSN200010EVT30A-3 | 2018-10-24 | 2030-12-31 | 1236 | 1341 | 1145 | 1014
15440 | Rinnai | Split System DDSSN200010EVT30A-4 | 2018-10-24 | 2030-12-31 | 1660 | 1802 | 1540 | 1365
15441 | Rinnai | Split System DDSSN200015B-1 | 2018-10-24 | 2030-12-31 | 316 | 347 | 291 | 254
15442 | Rinnai | Split System DDSSN200015B-2 | 2018-10-24 | 2030-12-31 | 654 | 719 | 604 | 528
15443 | Rinnai | Split System DDSSN200015B-3 | 2018-10-24 | 2030-12-31 | 988 | 1087 | 913 | 799
15444 | Rinnai | Split System DDSSN200015B-4 | 2018-10-24 | 2030-12-31 | 1319 | 1450 | 1219 | 1065
15445 | Rinnai | Split System DDSSN200018B-1 | 2018-10-24 | 2030-12-31 | 369 | 405 | 342 | 299
15446 | Rinnai | Split System DDSSN200018B-2 | 2018-10-24 | 2030-12-31 | 749 | 820 | 693 | 606
15447 | Rinnai | Split System DDSSN200018B-3 | 2018-10-24 | 2030-12-31 | 1135 | 1244 | 1051 | 921
15448 | Rinnai | Split System DDSSN200018B-4 | 2018-10-24 | 2030-12-31 | 1528 | 1675 | 1417 | 1244
15449 | Rinnai | Split System DDSSN200020B-1 | 2018-10-24 | 2030-12-31 | 401 | 439 | 373 | 327
15450 | Rinnai | Split System DDSSN200020B-2 | 2018-10-24 | 2030-12-31 | 816 | 894 | 759 | 667
15451 | Rinnai | Split System DDSSN200020B-3 | 2018-10-24 | 2030-12-31 | 1231 | 1349 | 1145 | 1007
15452 | Rinnai | Split System DDSSN200020B-4 | 2018-10-24 | 2030-12-31 | 1645 | 1802 | 1531 | 1346
15453 | Rinnai | Split System DDSSN200022B-1 | 2018-10-24 | 2030-12-31 | 429 | 470 | 401 | 353
15454 | Rinnai | Split System DDSSN200022B-2 | 2018-10-24 | 2030-12-31 | 870 | 953 | 814 | 717
15455 | Rinnai | Split System DDSSN200022B-3 | 2018-10-24 | 2030-12-31 | 1312 | 1437 | 1228 | 1081
15456 | Rinnai | Split System DDSSN200022B-4 | 2018-10-24 | 2030-12-31 | 1755 | 1921 | 1643 | 1447
15457 | Rinnai | Split System DDSSN200024B-1 | 2018-10-24 | 2030-12-31 | 451 | 494 | 424 | 373
15458 | Rinnai | Split System DDSSN200024B-2 | 2018-10-24 | 2030-12-31 | 917 | 1005 | 863 | 761
15459 | Rinnai | Split System DDSSN200024B-3 | 2018-10-24 | 2030-12-31 | 1383 | 1515 | 1302 | 1148
15460 | Rinnai | Split System DDSSN200024B-4 | 2018-10-24 | 2030-12-31 | 1848 | 2024 | 1741 | 1535
15461 | Rinnai | Split System DDSSN20006EVT30A-1 | 2018-10-24 | 2030-12-31 | 246 | 271 | 227 | 198
15462 | Rinnai | Split System DDSSN20006EVT30A-2 | 2018-10-24 | 2030-12-31 | 507 | 561 | 469 | 411
15463 | Rinnai | Split System DDSSN20006EVT30A-3 | 2018-10-24 | 2030-12-31 | 773 | 854 | 715 | 628
15464 | Rinnai | Split System DDSSN20006EVT30A-4 | 2018-10-24 | 2030-12-31 | 1041 | 1151 | 965 | 848
15465 | Rinnai | Split System DDSSN20007EVT30A-1 | 2018-10-24 | 2030-12-31 | 288 | 317 | 267 | 233
15466 | Rinnai | Split System DDSSN20007EVT30A-2 | 2018-10-24 | 2030-12-31 | 596 | 656 | 552 | 485
15467 | Rinnai | Split System DDSSN20007EVT30A-3 | 2018-10-24 | 2030-12-31 | 901 | 991 | 834 | 734
15468 | Rinnai | Split System DDSSN20007EVT30A-4 | 2018-10-24 | 2030-12-31 | 1204 | 1323 | 1113 | 979
15469 | Rinnai | Split System DDSSN20008EVT30A-1 | 2018-10-24 | 2030-12-31 | 329 | 360 | 304 | 267
15470 | Rinnai | Split System DDSSN20008EVT30A-2 | 2018-10-24 | 2030-12-31 | 678 | 742 | 627 | 553
15471 | Rinnai | Split System DDSSN20008EVT30A-3 | 2018-10-24 | 2030-12-31 | 1023 | 1119 | 947 | 835
15472 | Rinnai | Split System DDSSN20008EVT30A-4 | 2018-10-24 | 2030-12-31 | 1365 | 1493 | 1263 | 1113
15473 | Rinnai | Split System DDSSN20009EVT30A-1 | 2018-10-24 | 2030-12-31 | 368 | 400 | 340 | 299
15474 | Rinnai | Split System DDSSN20009EVT30A-2 | 2018-10-24 | 2030-12-31 | 745 | 810 | 688 | 606
15475 | Rinnai | Split System DDSSN20009EVT30A-3 | 2018-10-24 | 2030-12-31 | 1128 | 1227 | 1042 | 920
15476 | Rinnai | Split System DDSSN20009EVT30A-4 | 2018-10-24 | 2030-12-31 | 1516 | 1650 | 1403 | 1240
15477 | Rinnai | Split System DDSSN80010B-1 | 2018-10-24 | 2030-12-31 | 174 | 191 | 160 | 140
15478 | Rinnai | Split System DDSSN80010B-2 | 2018-10-24 | 2030-12-31 | 372 | 408 | 345 | 304
15479 | Rinnai | Split System DDSSN80010B-3 | 2018-10-24 | 2030-12-31 | 571 | 626 | 530 | 467
15480 | Rinnai | Split System DDSSN80010B-4 | 2018-10-24 | 2030-12-31 | 769 | 843 | 715 | 631
15481 | Rinnai | Split System DDSSN80010B-5 | 2018-10-24 | 2030-12-31 | 968 | 1061 | 899 | 794
15482 | Rinnai | Split System DDSSN80010B-6 | 2018-10-24 | 2030-12-31 | 1166 | 1278 | 1084 | 958
15483 | Rinnai | Split System DDSSN80010B-7 | 2018-10-24 | 2030-12-31 | 1364 | 1495 | 1268 | 1121
15484 | Rinnai | Split System DDSSN80010B-8 | 2018-10-24 | 2030-12-31 | 1562 | 1712 | 1453 | 1284
15485 | Rinnai | Split System DDSSN80010B-9 | 2018-10-24 | 2030-12-31 | 1760 | 1929 | 1637 | 1447
15486 | Rinnai | Split System DDSSN8003EVT30A-1 | 2018-10-24 | 2030-12-31 | 100 | 109 | 91 | 78
15487 | Rinnai | Split System DDSSN8003EVT30A-2 | 2018-10-24 | 2030-12-31 | 227 | 250 | 209 | 182
15488 | Rinnai | Split System DDSSN8003EVT30A-3 | 2018-10-24 | 2030-12-31 | 355 | 390 | 327 | 286
15489 | Rinnai | Split System DDSSN8003EVT30A-4 | 2018-10-24 | 2030-12-31 | 482 | 530 | 445 | 390
15490 | Rinnai | Split System DDSSN8003EVT30A-5 | 2018-10-24 | 2030-12-31 | 609 | 670 | 562 | 493
15491 | Rinnai | Split System DDSSN8003EVT30A-6 | 2018-10-24 | 2030-12-31 | 736 | 810 | 680 | 597
15492 | Rinnai | Split System DDSSN8003EVT30A-7 | 2018-10-24 | 2030-12-31 | 863 | 950 | 797 | 700
15493 | Rinnai | Split System DDSSN8003EVT30A-8 | 2018-10-24 | 2030-12-31 | 990 | 1089 | 915 | 804
15494 | Rinnai | Split System DDSSN8003EVT30A-9 | 2018-10-24 | 2030-12-31 | 1116 | 1229 | 1032 | 907
15495 | Rinnai | Split System DDSSN8004EVT30A-1 | 2018-10-24 | 2030-12-31 | 144 | 158 | 132 | 115
15496 | Rinnai | Split System DDSSN8004EVT30A-2 | 2018-10-24 | 2030-12-31 | 314 | 343 | 290 | 255
15497 | Rinnai | Split System DDSSN8004EVT30A-3 | 2018-10-24 | 2030-12-31 | 484 | 529 | 447 | 394
15498 | Rinnai | Split System DDSSN8004EVT30A-4 | 2018-10-24 | 2030-12-31 | 653 | 714 | 604 | 533
15499 | Rinnai | Split System DDSSN8004EVT30A-5 | 2018-10-24 | 2030-12-31 | 823 | 899 | 761 | 672
15500 | Rinnai | Split System DDSSN8004EVT30A-6 | 2018-10-24 | 2030-12-31 | 992 | 1084 | 917 | 811
15501 | Rinnai | Split System DDSSN8004EVT30A-7 | 2018-10-24 | 2030-12-31 | 1161 | 1268 | 1074 | 949
15502 | Rinnai | Split System DDSSN8004EVT30A-8 | 2018-10-24 | 2030-12-31 | 1330 | 1453 | 1230 | 1088
15503 | Rinnai | Split System DDSSN8004EVT30A-9 | 2018-10-24 | 2030-12-31 | 1499 | 1637 | 1387 | 1226
15504 | Rinnai | Split System DDSSN8008B-1 | 2018-10-24 | 2030-12-31 | 135 | 149 | 124 | 107
15505 | Rinnai | Split System DDSSN8008B-2 | 2018-10-24 | 2030-12-31 | 298 | 328 | 275 | 240
15506 | Rinnai | Split System DDSSN8008B-3 | 2018-10-24 | 2030-12-31 | 461 | 508 | 427 | 374
15507 | Rinnai | Split System DDSSN8008B-4 | 2018-10-24 | 2030-12-31 | 624 | 688 | 578 | 507
15508 | Rinnai | Split System DDSSN8008B-5 | 2018-10-24 | 2030-12-31 | 788 | 867 | 729 | 640
15509 | Rinnai | Split System DDSSN8008B-6 | 2018-10-24 | 2030-12-31 | 951 | 1047 | 881 | 773
15510 | Rinnai | Split System DDSSN8008B-7 | 2018-10-24 | 2030-12-31 | 1114 | 1227 | 1032 | 906
15511 | Rinnai | Split System DDSSN8008B-8 | 2018-10-24 | 2030-12-31 | 1277 | 1407 | 1183 | 1040
15512 | Rinnai | Split System DDSSN8008B-9 | 2018-10-24 | 2030-12-31 | 1440 | 1586 | 1335 | 1173
15513 | Rinnai | Split System DDSSW100010B | 2016-04-29 | 2030-12-31 | 215 | 247 | 198 | 170
15514 | Rinnai | Split System DDSSW100010B-10 | 2016-04-29 | 2030-12-31 | 2157 | 2479 | 1982 | 1708
15515 | Rinnai | Split System DDSSW100010B-2 | 2016-04-29 | 2030-12-31 | 431 | 495 | 396 | 341
15516 | Rinnai | Split System DDSSW100010B-3 | 2016-04-29 | 2030-12-31 | 647 | 743 | 594 | 512
15517 | Rinnai | Split System DDSSW100010B-4 | 2016-04-29 | 2030-12-31 | 862 | 991 | 792 | 683
15518 | Rinnai | Split System DDSSW100010B-5 | 2016-04-29 | 2030-12-31 | 1078 | 1239 | 991 | 854
15519 | Rinnai | Split System DDSSW100010B-6 | 2016-04-29 | 2030-12-31 | 1294 | 1487 | 1189 | 1024
15520 | Rinnai | Split System DDSSW100010B-7 | 2016-04-29 | 2030-12-31 | 1509 | 1735 | 1387 | 1195
15521 | Rinnai | Split System DDSSW100010B-8 | 2016-04-29 | 2030-12-31 | 1725 | 1983 | 1585 | 1366
15522 | Rinnai | Split System DDSSW100010B-9 | 2016-04-29 | 2030-12-31 | 1941 | 2231 | 1783 | 1537
15523 | Rinnai | Split System DDSSW100012B | 2016-04-29 | 2030-12-31 | 253 | 289 | 232 | 200
15524 | Rinnai | Split System DDSSW100012B-10 | 2016-04-29 | 2030-12-31 | 2537 | 2892 | 2320 | 2001
15525 | Rinnai | Split System DDSSW100012B-2 | 2016-04-29 | 2030-12-31 | 507 | 578 | 464 | 400
15526 | Rinnai | Split System DDSSW100012B-3 | 2016-04-29 | 2030-12-31 | 761 | 867 | 696 | 600
15527 | Rinnai | Split System DDSSW100012B-4 | 2016-04-29 | 2030-12-31 | 1014 | 1156 | 928 | 800
15528 | Rinnai | Split System DDSSW100012B-5 | 2016-04-29 | 2030-12-31 | 1268 | 1446 | 1160 | 1000
15529 | Rinnai | Split System DDSSW100012B-6 | 2016-04-29 | 2030-12-31 | 1522 | 1735 | 1392 | 1200
15530 | Rinnai | Split System DDSSW100012B-7 | 2016-04-29 | 2030-12-31 | 1775 | 2024 | 1624 | 1400
15531 | Rinnai | Split System DDSSW100012B-8 | 2016-04-29 | 2030-12-31 | 2029 | 2313 | 1856 | 1600
15532 | Rinnai | Split System DDSSW100012B-9 | 2016-04-29 | 2030-12-31 | 2283 | 2602 | 2088 | 1800
15533 | Rinnai | Split System DDSSW10004EVT30A | 2016-04-29 | 2030-12-31 | 157 | 179 | 144 | 124
15534 | Rinnai | Split System DDSSW10004EVT30A-10 | 2016-04-29 | 2030-12-31 | 1575 | 1798 | 1445 | 1240
15535 | Rinnai | Split System DDSSW10004EVT30A-2 | 2016-04-29 | 2030-12-31 | 315 | 359 | 289 | 248
15536 | Rinnai | Split System DDSSW10004EVT30A-3 | 2016-04-29 | 2030-12-31 | 472 | 539 | 433 | 372
15537 | Rinnai | Split System DDSSW10004EVT30A-4 | 2016-04-29 | 2030-12-31 | 630 | 719 | 578 | 496
15538 | Rinnai | Split System DDSSW10004EVT30A-5 | 2016-04-29 | 2030-12-31 | 787 | 899 | 722 | 620
15539 | Rinnai | Split System DDSSW10004EVT30A-6 | 2016-04-29 | 2030-12-31 | 945 | 1078 | 867 | 744
15540 | Rinnai | Split System DDSSW10004EVT30A-7 | 2016-04-29 | 2030-12-31 | 1102 | 1258 | 1011 | 868
15541 | Rinnai | Split System DDSSW10004EVT30A-8 | 2016-04-29 | 2030-12-31 | 1260 | 1438 | 1156 | 992
15542 | Rinnai | Split System DDSSW10004EVT30A-9 | 2016-04-29 | 2030-12-31 | 1417 | 1618 | 1300 | 1116
15543 | Rinnai | Split System DDSSW10005EVT30A | 2016-04-29 | 2030-12-31 | 207 | 235 | 190 | 165
15544 | Rinnai | Split System DDSSW10005EVT30A-10 | 2016-04-29 | 2030-12-31 | 2074 | 2357 | 1909 | 1654
15545 | Rinnai | Split System DDSSW10005EVT30A-2 | 2016-04-29 | 2030-12-31 | 414 | 471 | 381 | 330
15546 | Rinnai | Split System DDSSW10005EVT30A-3 | 2016-04-29 | 2030-12-31 | 622 | 707 | 572 | 496
15547 | Rinnai | Split System DDSSW10005EVT30A-4 | 2016-04-29 | 2030-12-31 | 829 | 942 | 763 | 661
15548 | Rinnai | Split System DDSSW10005EVT30A-5 | 2016-04-29 | 2030-12-31 | 1037 | 1178 | 954 | 827
15549 | Rinnai | Split System DDSSW10005EVT30A-6 | 2016-04-29 | 2030-12-31 | 1244 | 1414 | 1145 | 992
15550 | Rinnai | Split System DDSSW10005EVT30A-7 | 2016-04-29 | 2030-12-31 | 1451 | 1649 | 1336 | 1157
15551 | Rinnai | Split System DDSSW10005EVT30A-8 | 2016-04-29 | 2030-12-31 | 1659 | 1885 | 1527 | 1323
15552 | Rinnai | Split System DDSSW10005EVT30A-9 | 2016-04-29 | 2030-12-31 | 1866 | 2121 | 1718 | 1488
15553 | Rinnai | Split System DDSSW200010EVT30A | 2016-04-29 | 2030-12-31 | 436 | 493 | 401 | 349
15554 | Rinnai | Split System DDSSW200010EVT30A-2 | 2016-04-29 | 2030-12-31 | 872 | 987 | 802 | 698
15555 | Rinnai | Split System DDSSW200010EVT30A-3 | 2016-04-29 | 2030-12-31 | 1308 | 1481 | 1203 | 1047
15556 | Rinnai | Split System DDSSW200010EVT30A-4 | 2016-04-29 | 2030-12-31 | 1744 | 1975 | 1604 | 1396
15557 | Rinnai | Split System DDSSW200010EVT30A-5 | 2016-04-29 | 2030-12-31 | 2180 | 2469 | 2006 | 1746
15558 | Rinnai | Split System DDSSW200015B | 2016-04-29 | 2030-12-31 | 336 | 389 | 309 | 266
15559 | Rinnai | Split System DDSSW200015B-2 | 2016-04-29 | 2030-12-31 | 673 | 778 | 618 | 532
15560 | Rinnai | Split System DDSSW200015B-3 | 2016-04-29 | 2030-12-31 | 1010 | 1168 | 928 | 798
15561 | Rinnai | Split System DDSSW200015B-4 | 2016-04-29 | 2030-12-31 | 1347 | 1557 | 1237 | 1065
15562 | Rinnai | Split System DDSSW200015B-5 | 2016-04-29 | 2030-12-31 | 1684 | 1947 | 1547 | 1331
15563 | Rinnai | Split System DDSSW200018B | 2016-04-29 | 2030-12-31 | 400 | 459 | 367 | 316
15564 | Rinnai | Split System DDSSW200018B-2 | 2016-04-29 | 2030-12-31 | 801 | 919 | 734 | 632
15565 | Rinnai | Split System DDSSW200018B-3 | 2016-04-29 | 2030-12-31 | 1201 | 1378 | 1101 | 949
15566 | Rinnai | Split System DDSSW200018B-4 | 2016-04-29 | 2030-12-31 | 1602 | 1838 | 1468 | 1265
15567 | Rinnai | Split System DDSSW200018B-5 | 2016-04-29 | 2030-12-31 | 2003 | 2297 | 1835 | 1582
15568 | Rinnai | Split System DDSSW200020B | 2016-04-29 | 2030-12-31 | 444 | 508 | 408 | 353
15569 | Rinnai | Split System DDSSW200020B-2 | 2016-04-29 | 2030-12-31 | 889 | 1016 | 816 | 707
15570 | Rinnai | Split System DDSSW200020B-3 | 2016-04-29 | 2030-12-31 | 1334 | 1524 | 1224 | 1060
15571 | Rinnai | Split System DDSSW200020B-4 | 2016-04-29 | 2030-12-31 | 1779 | 2032 | 1632 | 1414
15572 | Rinnai | Split System DDSSW200020B-5 | 2016-04-29 | 2030-12-31 | 2224 | 2540 | 2040 | 1767
15573 | Rinnai | Split System DDSSW200022B | 2016-04-29 | 2030-12-31 | 479 | 545 | 438 | 380
15574 | Rinnai | Split System DDSSW200022B-2 | 2016-04-29 | 2030-12-31 | 959 | 1090 | 877 | 760
15575 | Rinnai | Split System DDSSW200022B-3 | 2016-04-29 | 2030-12-31 | 1439 | 1635 | 1316 | 1140
15576 | Rinnai | Split System DDSSW200022B-4 | 2016-04-29 | 2030-12-31 | 1918 | 2180 | 1755 | 1520
15577 | Rinnai | Split System DDSSW200022B-5 | 2016-04-29 | 2030-12-31 | 2398 | 2725 | 2194 | 1901
15578 | Rinnai | Split System DDSSW200024B | 2016-04-29 | 2030-12-31 | 517 | 585 | 474 | 412
15579 | Rinnai | Split System DDSSW200024B-2 | 2016-04-29 | 2030-12-31 | 1035 | 1171 | 948 | 825
15580 | Rinnai | Split System DDSSW200024B-3 | 2016-04-29 | 2030-12-31 | 1552 | 1757 | 1422 | 1237
15581 | Rinnai | Split System DDSSW200024B-4 | 2016-04-29 | 2030-12-31 | 2070 | 2342 | 1897 | 1650
15582 | Rinnai | Split System DDSSW200024B-5 | 2016-04-29 | 2030-12-31 | 2587 | 2928 | 2371 | 2062
15583 | Rinnai | Split System DDSSW20006EVT30A | 2016-04-29 | 2030-12-31 | 249 | 284 | 230 | 199
15584 | Rinnai | Split System DDSSW20006EVT30A-2 | 2016-04-29 | 2030-12-31 | 499 | 569 | 460 | 398
15585 | Rinnai | Split System DDSSW20006EVT30A-3 | 2016-04-29 | 2030-12-31 | 749 | 853 | 690 | 597
15586 | Rinnai | Split System DDSSW20006EVT30A-4 | 2016-04-29 | 2030-12-31 | 999 | 1138 | 920 | 796
15587 | Rinnai | Split System DDSSW20006EVT30A-5 | 2016-04-29 | 2030-12-31 | 1249 | 1423 | 1150 | 995
15588 | Rinnai | Split System DDSSW20007EVT30A | 2016-04-29 | 2030-12-31 | 299 | 341 | 276 | 240
15589 | Rinnai | Split System DDSSW20007EVT30A-2 | 2016-04-29 | 2030-12-31 | 599 | 682 | 553 | 481
15590 | Rinnai | Split System DDSSW20007EVT30A-3 | 2016-04-29 | 2030-12-31 | 898 | 1023 | 830 | 722
15591 | Rinnai | Split System DDSSW20007EVT30A-4 | 2016-04-29 | 2030-12-31 | 1198 | 1364 | 1107 | 963
15592 | Rinnai | Split System DDSSW20007EVT30A-5 | 2016-04-29 | 2030-12-31 | 1498 | 1705 | 1384 | 1204
15593 | Rinnai | Split System DDSSW20008EVT30A | 2016-04-29 | 2030-12-31 | 344 | 391 | 317 | 275
15594 | Rinnai | Split System DDSSW20008EVT30A-2 | 2016-04-29 | 2030-12-31 | 688 | 783 | 634 | 551
15595 | Rinnai | Split System DDSSW20008EVT30A-3 | 2016-04-29 | 2030-12-31 | 1033 | 1175 | 952 | 826
15596 | Rinnai | Split System DDSSW20008EVT30A-4 | 2016-04-29 | 2030-12-31 | 1377 | 1566 | 1269 | 1102
15597 | Rinnai | Split System DDSSW20008EVT30A-5 | 2016-04-29 | 2030-12-31 | 1722 | 1958 | 1587 | 1378
15598 | Rinnai | Split System DDSSW20009EVT30A | 2016-04-29 | 2030-12-31 | 392 | 445 | 362 | 315
15599 | Rinnai | Split System DDSSW20009EVT30A-2 | 2016-04-29 | 2030-12-31 | 785 | 891 | 725 | 631
15600 | Rinnai | Split System DDSSW20009EVT30A-3 | 2016-04-29 | 2030-12-31 | 1178 | 1337 | 1087 | 947
15601 | Rinnai | Split System DDSSW20009EVT30A-4 | 2016-04-29 | 2030-12-31 | 1571 | 1783 | 1450 | 1263
15602 | Rinnai | Split System DDSSW20009EVT30A-5 | 2016-04-29 | 2030-12-31 | 1964 | 2229 | 1812 | 1579
15603 | Rinnai | Split System DDSSW80010B | 2016-04-29 | 2030-12-31 | 193 | 217 | 176 | 153
15604 | Rinnai | Split System DDSSW80010B-10 | 2016-04-29 | 2030-12-31 | 1930 | 2176 | 1767 | 1531
15605 | Rinnai | Split System DDSSW80010B-2 | 2016-04-29 | 2030-12-31 | 386 | 435 | 353 | 306
15606 | Rinnai | Split System DDSSW80010B-3 | 2016-04-29 | 2030-12-31 | 579 | 652 | 530 | 459
15607 | Rinnai | Split System DDSSW80010B-4 | 2016-04-29 | 2030-12-31 | 772 | 870 | 706 | 612
15608 | Rinnai | Split System DDSSW80010B-5 | 2016-04-29 | 2030-12-31 | 965 | 1088 | 883 | 765
15609 | Rinnai | Split System DDSSW80010B-6 | 2016-04-29 | 2030-12-31 | 1158 | 1305 | 1060 | 918
15610 | Rinnai | Split System DDSSW80010B-7 | 2016-04-29 | 2030-12-31 | 1351 | 1523 | 1236 | 1071
15611 | Rinnai | Split System DDSSW80010B-8 | 2016-04-29 | 2030-12-31 | 1544 | 1740 | 1413 | 1224
15612 | Rinnai | Split System DDSSW80010B-9 | 2016-04-29 | 2030-12-31 | 1737 | 1958 | 1590 | 1377
15613 | Rinnai | Split System DDSSW8003EVT30A | 2016-04-29 | 2030-12-31 | 114 | 129 | 104 | 89
15614 | Rinnai | Split System DDSSW8003EVT30A-10 | 2016-04-29 | 2030-12-31 | 1141 | 1298 | 1045 | 896
15615 | Rinnai | Split System DDSSW8003EVT30A-2 | 2016-04-29 | 2030-12-31 | 228 | 259 | 209 | 179
15616 | Rinnai | Split System DDSSW8003EVT30A-3 | 2016-04-29 | 2030-12-31 | 342 | 389 | 313 | 268
15617 | Rinnai | Split System DDSSW8003EVT30A-4 | 2016-04-29 | 2030-12-31 | 456 | 519 | 418 | 358
15618 | Rinnai | Split System DDSSW8003EVT30A-5 | 2016-04-29 | 2030-12-31 | 570 | 649 | 522 | 448
15619 | Rinnai | Split System DDSSW8003EVT30A-6 | 2016-04-29 | 2030-12-31 | 684 | 778 | 627 | 537
15620 | Rinnai | Split System DDSSW8003EVT30A-7 | 2016-04-29 | 2030-12-31 | 798 | 908 | 731 | 627
15621 | Rinnai | Split System DDSSW8003EVT30A-8 | 2016-04-29 | 2030-12-31 | 912 | 1038 | 836 | 716
15622 | Rinnai | Split System DDSSW8003EVT30A-9 | 2016-04-29 | 2030-12-31 | 1026 | 1168 | 940 | 806
15623 | Rinnai | Split System DDSSW8004EVT30A | 2016-04-29 | 2030-12-31 | 157 | 178 | 143 | 123
15624 | Rinnai | Split System DDSSW8004EVT30A-10 | 2016-04-29 | 2030-12-31 | 1574 | 1780 | 1436 | 1233
15625 | Rinnai | Split System DDSSW8004EVT30A-2 | 2016-04-29 | 2030-12-31 | 314 | 356 | 287 | 246
15626 | Rinnai | Split System DDSSW8004EVT30A-3 | 2016-04-29 | 2030-12-31 | 472 | 534 | 430 | 369
15627 | Rinnai | Split System DDSSW8004EVT30A-4 | 2016-04-29 | 2030-12-31 | 629 | 712 | 574 | 493
15628 | Rinnai | Split System DDSSW8004EVT30A-5 | 2016-04-29 | 2030-12-31 | 787 | 890 | 718 | 616
15629 | Rinnai | Split System DDSSW8004EVT30A-6 | 2016-04-29 | 2030-12-31 | 944 | 1068 | 861 | 739
15630 | Rinnai | Split System DDSSW8004EVT30A-7 | 2016-04-29 | 2030-12-31 | 1101 | 1246 | 1005 | 863
15631 | Rinnai | Split System DDSSW8004EVT30A-8 | 2016-04-29 | 2030-12-31 | 1259 | 1424 | 1148 | 986
15632 | Rinnai | Split System DDSSW8004EVT30A-9 | 2016-04-29 | 2030-12-31 | 1416 | 1602 | 1292 | 1109
15633 | Rinnai | Split System DDSSW8008B | 2016-04-29 | 2030-12-31 | 155 | 177 | 141 | 121
15634 | Rinnai | Split System DDSSW8008B-10 | 2016-04-29 | 2030-12-31 | 1559 | 1779 | 1418 | 1213
15635 | Rinnai | Split System DDSSW8008B-2 | 2016-04-29 | 2030-12-31 | 311 | 355 | 283 | 242
15636 | Rinnai | Split System DDSSW8008B-3 | 2016-04-29 | 2030-12-31 | 467 | 533 | 425 | 363
15637 | Rinnai | Split System DDSSW8008B-4 | 2016-04-29 | 2030-12-31 | 623 | 711 | 567 | 485
15638 | Rinnai | Split System DDSSW8008B-5 | 2016-04-29 | 2030-12-31 | 779 | 889 | 709 | 606
15639 | Rinnai | Split System DDSSW8008B-6 | 2016-04-29 | 2030-12-31 | 935 | 1067 | 850 | 727
15640 | Rinnai | Split System DDSSW8008B-7 | 2016-04-29 | 2030-12-31 | 1091 | 1245 | 992 | 849
15641 | Rinnai | Split System DDSSW8008B-8 | 2016-04-29 | 2030-12-31 | 1247 | 1423 | 1134 | 970
15642 | Rinnai | Split System DDSSW8008B-9 | 2016-04-29 | 2030-12-31 | 1403 | 1601 | 1276 | 1091
15643 | Rinnai | Split System QRESG270A2B-10 | 2018-12-12 | 2030-12-31 | 500 | 580 | 460 | 400
15644 | Rinnai | Split System QRESG270A2B-3 | 2018-12-12 | 2030-12-31 | 150 | 174 | 138 | 120
15645 | Rinnai | Split System QRESG270A2B-4 | 2018-12-12 | 2030-12-31 | 200 | 232 | 184 | 160
15646 | Rinnai | Split System QRESG270A2B-5 | 2018-12-12 | 2030-12-31 | 250 | 290 | 230 | 200
15647 | Rinnai | Split System QRESG270A2B-6 | 2018-12-12 | 2030-12-31 | 300 | 348 | 276 | 240
15648 | Rinnai | Split System QRESG270A2B-7 | 2018-12-12 | 2030-12-31 | 350 | 406 | 322 | 280
15649 | Rinnai | Split System QRESG270A2B-8 | 2018-12-12 | 2030-12-31 | 400 | 464 | 368 | 320
15650 | Rinnai | Split System QRESG270A2B-9 | 2018-12-12 | 2030-12-31 | 450 | 522 | 414 | 360
15651 | Rinnai | Split System QRESG270A3B-10 | 2018-12-12 | 2030-12-31 | 740 | 860 | 680 | 580
15652 | Rinnai | Split System QRESG270A3B-3 | 2018-12-12 | 2030-12-31 | 222 | 258 | 204 | 174
15653 | Rinnai | Split System QRESG270A3B-4 | 2018-12-12 | 2030-12-31 | 296 | 344 | 272 | 232
15654 | Rinnai | Split System QRESG270A3B-5 | 2018-12-12 | 2030-12-31 | 370 | 430 | 340 | 290
15655 | Rinnai | Split System QRESG270A3B-6 | 2018-12-12 | 2030-12-31 | 444 | 516 | 408 | 348
15656 | Rinnai | Split System QRESG270A3B-7 | 2018-12-12 | 2030-12-31 | 518 | 602 | 476 | 406
15657 | Rinnai | Split System QRESG270A3B-8 | 2018-12-12 | 2030-12-31 | 592 | 688 | 544 | 464
15658 | Rinnai | Split System QRESG270A3B-9 | 2018-12-12 | 2030-12-31 | 666 | 774 | 612 | 522
15659 | Rinnai | Split System QRESG270AEVT30A-10 | 2018-12-12 | 2030-12-31 | 410 | 480 | 380 | 330
15660 | Rinnai | Split System QRESG270AEVT30A-3 | 2018-12-12 | 2030-12-31 | 123 | 144 | 114 | 99
15661 | Rinnai | Split System QRESG270AEVT30A-4 | 2018-12-12 | 2030-12-31 | 164 | 192 | 152 | 132
15662 | Rinnai | Split System QRESG270AEVT30A-5 | 2018-12-12 | 2030-12-31 | 205 | 240 | 190 | 165
15663 | Rinnai | Split System QRESG270AEVT30A-6 | 2018-12-12 | 2030-12-31 | 246 | 288 | 228 | 198
15664 | Rinnai | Split System QRESG270AEVT30A-7 | 2018-12-12 | 2030-12-31 | 287 | 336 | 266 | 231
15665 | Rinnai | Split System QRESG270AEVT30A-8 | 2018-12-12 | 2030-12-31 | 328 | 384 | 304 | 264
15666 | Rinnai | Split System QRESG270AEVT30A-9 | 2018-12-12 | 2030-12-31 | 369 | 432 | 342 | 297
15667 | Rinnai | Split System QRESG270AEVT40A-10 | 2018-12-12 | 2030-12-31 | 580 | 670 | 540 | 470
15668 | Rinnai | Split System QRESG270AEVT40A-3 | 2018-12-12 | 2030-12-31 | 174 | 201 | 162 | 141
15669 | Rinnai | Split System QRESG270AEVT40A-4 | 2018-12-12 | 2030-12-31 | 232 | 268 | 216 | 188
15670 | Rinnai | Split System QRESG270AEVT40A-5 | 2018-12-12 | 2030-12-31 | 290 | 335 | 270 | 235
15671 | Rinnai | Split System QRESG270AEVT40A-6 | 2018-12-12 | 2030-12-31 | 348 | 402 | 324 | 282
15672 | Rinnai | Split System QRESG270AEVT40A-7 | 2018-12-12 | 2030-12-31 | 406 | 469 | 378 | 329
15673 | Rinnai | Split System QRESG270AEVT40A-8 | 2018-12-12 | 2030-12-31 | 464 | 536 | 432 | 376
15674 | Rinnai | Split System QRESG270AEVT40A-9 | 2018-12-12 | 2030-12-31 | 522 | 603 | 486 | 423
15675 | Rinnai | Split System QRESG270SL2B-10 | 2018-12-12 | 2030-12-31 | 490 | 560 | 450 | 380
15676 | Rinnai | Split System QRESG270SL2B-3 | 2018-12-12 | 2030-12-31 | 147 | 168 | 135 | 114
15677 | Rinnai | Split System QRESG270SL2B-4 | 2018-12-12 | 2030-12-31 | 196 | 224 | 180 | 152
15678 | Rinnai | Split System QRESG270SL2B-5 | 2018-12-12 | 2030-12-31 | 245 | 280 | 225 | 190
15679 | Rinnai | Split System QRESG270SL2B-6 | 2018-12-12 | 2030-12-31 | 294 | 336 | 270 | 228
15680 | Rinnai | Split System QRESG270SL2B-7 | 2018-12-12 | 2030-12-31 | 343 | 392 | 315 | 266
15681 | Rinnai | Split System QRESG270SL2B-8 | 2018-12-12 | 2030-12-31 | 392 | 448 | 360 | 304
15682 | Rinnai | Split System QRESG270SL2B-9 | 2018-12-12 | 2030-12-31 | 441 | 504 | 405 | 342
15683 | Rinnai | Split System QRESG270SL3B-10 | 2018-12-12 | 2030-12-31 | 680 | 780 | 620 | 530
15684 | Rinnai | Split System QRESG270SL3B-3 | 2018-12-12 | 2030-12-31 | 204 | 234 | 186 | 159
15685 | Rinnai | Split System QRESG270SL3B-4 | 2018-12-12 | 2030-12-31 | 272 | 312 | 248 | 212
15686 | Rinnai | Split System QRESG270SL3B-5 | 2018-12-12 | 2030-12-31 | 340 | 390 | 310 | 265
15687 | Rinnai | Split System QRESG270SL3B-6 | 2018-12-12 | 2030-12-31 | 408 | 468 | 372 | 318
15688 | Rinnai | Split System QRESG270SL3B-7 | 2018-12-12 | 2030-12-31 | 476 | 546 | 434 | 371
15689 | Rinnai | Split System QRESG270SL3B-8 | 2018-12-12 | 2030-12-31 | 544 | 624 | 496 | 424
15690 | Rinnai | Split System QRESG270SL3B-9 | 2018-12-12 | 2030-12-31 | 612 | 702 | 558 | 477
15691 | Rinnai | Split System QRESG270SLEVT30A-10 | 2018-12-12 | 2030-12-31 | 410 | 470 | 380 | 330
15692 | Rinnai | Split System QRESG270SLEVT30A-3 | 2018-12-12 | 2030-12-31 | 123 | 141 | 114 | 99
15693 | Rinnai | Split System QRESG270SLEVT30A-4 | 2018-12-12 | 2030-12-31 | 164 | 188 | 152 | 132
15694 | Rinnai | Split System QRESG270SLEVT30A-5 | 2018-12-12 | 2030-12-31 | 205 | 235 | 190 | 165
15695 | Rinnai | Split System QRESG270SLEVT30A-6 | 2018-12-12 | 2030-12-31 | 246 | 282 | 228 | 198
15696 | Rinnai | Split System QRESG270SLEVT30A-7 | 2018-12-12 | 2030-12-31 | 287 | 329 | 266 | 231
15697 | Rinnai | Split System QRESG270SLEVT30A-8 | 2018-12-12 | 2030-12-31 | 328 | 376 | 304 | 264
15698 | Rinnai | Split System QRESG270SLEVT30A-9 | 2018-12-12 | 2030-12-31 | 369 | 423 | 342 | 297
15699 | Rinnai | Split System QRESG270SLEVT40A-10 | 2018-12-12 | 2030-12-31 | 570 | 660 | 530 | 460
15700 | Rinnai | Split System QRESG270SLEVT40A-3 | 2018-12-12 | 2030-12-31 | 171 | 198 | 159 | 138
15701 | Rinnai | Split System QRESG270SLEVT40A-4 | 2018-12-12 | 2030-12-31 | 228 | 264 | 212 | 184
15702 | Rinnai | Split System QRESG270SLEVT40A-5 | 2018-12-12 | 2030-12-31 | 285 | 330 | 265 | 230
15703 | Rinnai | Split System QRESG270SLEVT40A-6 | 2018-12-12 | 2030-12-31 | 342 | 396 | 318 | 276
15704 | Rinnai | Split System QRESG270SLEVT40A-7 | 2018-12-12 | 2030-12-31 | 399 | 462 | 371 | 322
15705 | Rinnai | Split System QRESG270SLEVT40A-8 | 2018-12-12 | 2030-12-31 | 456 | 528 | 424 | 368
15706 | Rinnai | Split System QRESG270SLEVT40A-9 | 2018-12-12 | 2030-12-31 | 513 | 594 | 477 | 414
15707 | Rinnai | Split System QRESG320A2B-10 | 2018-12-12 | 2030-12-31 | 500 | 580 | 460 | 400
15708 | Rinnai | Split System QRESG320A2B-3 | 2018-12-12 | 2030-12-31 | 150 | 174 | 138 | 120
15709 | Rinnai | Split System QRESG320A2B-4 | 2018-12-12 | 2030-12-31 | 200 | 232 | 184 | 160
15710 | Rinnai | Split System QRESG320A2B-5 | 2018-12-12 | 2030-12-31 | 250 | 290 | 230 | 200
15711 | Rinnai | Split System QRESG320A2B-6 | 2018-12-12 | 2030-12-31 | 300 | 348 | 276 | 240
15712 | Rinnai | Split System QRESG320A2B-7 | 2018-12-12 | 2030-12-31 | 350 | 406 | 322 | 280
15713 | Rinnai | Split System QRESG320A2B-8 | 2018-12-12 | 2030-12-31 | 400 | 464 | 368 | 320
15714 | Rinnai | Split System QRESG320A2B-9 | 2018-12-12 | 2030-12-31 | 450 | 522 | 414 | 360
15715 | Rinnai | Split System QRESG320A3B-10 | 2018-12-12 | 2030-12-31 | 750 | 880 | 690 | 600
15716 | Rinnai | Split System QRESG320A3B-3 | 2018-12-12 | 2030-12-31 | 225 | 264 | 207 | 180
15717 | Rinnai | Split System QRESG320A3B-4 | 2018-12-12 | 2030-12-31 | 300 | 352 | 276 | 240
15718 | Rinnai | Split System QRESG320A3B-5 | 2018-12-12 | 2030-12-31 | 375 | 440 | 345 | 300
15719 | Rinnai | Split System QRESG320A3B-6 | 2018-12-12 | 2030-12-31 | 450 | 528 | 414 | 360
15720 | Rinnai | Split System QRESG320A3B-7 | 2018-12-12 | 2030-12-31 | 525 | 616 | 483 | 420
15721 | Rinnai | Split System QRESG320A3B-8 | 2018-12-12 | 2030-12-31 | 600 | 704 | 552 | 480
15722 | Rinnai | Split System QRESG320A3B-9 | 2018-12-12 | 2030-12-31 | 675 | 792 | 621 | 540
15723 | Rinnai | Split System QRESG320A4B-10 | 2018-12-12 | 2030-12-31 | 1020 | 1180 | 940 | 820
15724 | Rinnai | Split System QRESG320A4B-3 | 2018-12-12 | 2030-12-31 | 306 | 354 | 282 | 246
15725 | Rinnai | Split System QRESG320A4B-4 | 2018-12-12 | 2030-12-31 | 408 | 472 | 376 | 328
15726 | Rinnai | Split System QRESG320A4B-5 | 2018-12-12 | 2030-12-31 | 510 | 590 | 470 | 410
15727 | Rinnai | Split System QRESG320A4B-6 | 2018-12-12 | 2030-12-31 | 612 | 708 | 564 | 492
15728 | Rinnai | Split System QRESG320A4B-7 | 2018-12-12 | 2030-12-31 | 714 | 826 | 658 | 574
15729 | Rinnai | Split System QRESG320A4B-8 | 2018-12-12 | 2030-12-31 | 816 | 944 | 752 | 656
15730 | Rinnai | Split System QRESG320A4B-9 | 2018-12-12 | 2030-12-31 | 918 | 1062 | 846 | 738
15731 | Rinnai | Split System QRESG320AEVT30A-10 | 2018-12-12 | 2030-12-31 | 410 | 470 | 380 | 330
15732 | Rinnai | Split System QRESG320AEVT30A-3 | 2018-12-12 | 2030-12-31 | 123 | 141 | 114 | 99
15733 | Rinnai | Split System QRESG320AEVT30A-4 | 2018-12-12 | 2030-12-31 | 164 | 188 | 152 | 132
15734 | Rinnai | Split System QRESG320AEVT30A-5 | 2018-12-12 | 2030-12-31 | 205 | 235 | 190 | 165
15735 | Rinnai | Split System QRESG320AEVT30A-6 | 2018-12-12 | 2030-12-31 | 246 | 282 | 228 | 198
15736 | Rinnai | Split System QRESG320AEVT30A-7 | 2018-12-12 | 2030-12-31 | 287 | 329 | 266 | 231
15737 | Rinnai | Split System QRESG320AEVT30A-8 | 2018-12-12 | 2030-12-31 | 328 | 376 | 304 | 264
15738 | Rinnai | Split System QRESG320AEVT30A-9 | 2018-12-12 | 2030-12-31 | 369 | 423 | 342 | 297
15739 | Rinnai | Split System QRESG320AEVT40A-10 | 2018-12-12 | 2030-12-31 | 580 | 670 | 540 | 470
15740 | Rinnai | Split System QRESG320AEVT40A-3 | 2018-12-12 | 2030-12-31 | 174 | 201 | 162 | 141
15741 | Rinnai | Split System QRESG320AEVT40A-4 | 2018-12-12 | 2030-12-31 | 232 | 268 | 216 | 188
15742 | Rinnai | Split System QRESG320AEVT40A-5 | 2018-12-12 | 2030-12-31 | 290 | 335 | 270 | 235
15743 | Rinnai | Split System QRESG320AEVT40A-6 | 2018-12-12 | 2030-12-31 | 348 | 402 | 324 | 282
15744 | Rinnai | Split System QRESG320AEVT40A-7 | 2018-12-12 | 2030-12-31 | 406 | 469 | 378 | 329
15745 | Rinnai | Split System QRESG320AEVT40A-8 | 2018-12-12 | 2030-12-31 | 464 | 536 | 432 | 376
15746 | Rinnai | Split System QRESG320AEVT40A-9 | 2018-12-12 | 2030-12-31 | 522 | 603 | 486 | 423
15747 | Rinnai | Split System QRESG320AEVT50A-10 | 2018-12-12 | 2030-12-31 | 710 | 820 | 660 | 570
15748 | Rinnai | Split System QRESG320AEVT50A-3 | 2018-12-12 | 2030-12-31 | 213 | 246 | 198 | 171
15749 | Rinnai | Split System QRESG320AEVT50A-4 | 2018-12-12 | 2030-12-31 | 284 | 328 | 264 | 228
15750 | Rinnai | Split System QRESG320AEVT50A-5 | 2018-12-12 | 2030-12-31 | 355 | 410 | 330 | 285
15751 | Rinnai | Split System QRESG320AEVT50A-6 | 2018-12-12 | 2030-12-31 | 426 | 492 | 396 | 342
15752 | Rinnai | Split System QRESG320AEVT50A-7 | 2018-12-12 | 2030-12-31 | 497 | 574 | 462 | 399
15753 | Rinnai | Split System QRESG320AEVT50A-8 | 2018-12-12 | 2030-12-31 | 568 | 656 | 528 | 456
15754 | Rinnai | Split System QRESG320AEVT50A-9 | 2018-12-12 | 2030-12-31 | 639 | 738 | 594 | 513
15755 | Rinnai | Split System QRESG320SL2B-10 | 2018-12-12 | 2030-12-31 | 490 | 570 | 450 | 390
15756 | Rinnai | Split System QRESG320SL2B-3 | 2018-12-12 | 2030-12-31 | 147 | 171 | 135 | 117
15757 | Rinnai | Split System QRESG320SL2B-4 | 2018-12-12 | 2030-12-31 | 196 | 228 | 180 | 156
15758 | Rinnai | Split System QRESG320SL2B-5 | 2018-12-12 | 2030-12-31 | 245 | 285 | 225 | 195
15759 | Rinnai | Split System QRESG320SL2B-6 | 2018-12-12 | 2030-12-31 | 294 | 342 | 270 | 234
15760 | Rinnai | Split System QRESG320SL2B-7 | 2018-12-12 | 2030-12-31 | 343 | 399 | 315 | 273
15761 | Rinnai | Split System QRESG320SL2B-8 | 2018-12-12 | 2030-12-31 | 392 | 456 | 360 | 312
15762 | Rinnai | Split System QRESG320SL2B-9 | 2018-12-12 | 2030-12-31 | 441 | 513 | 405 | 351
15763 | Rinnai | Split System QRESG320SL3B-10 | 2018-12-12 | 2030-12-31 | 700 | 810 | 640 | 550
15764 | Rinnai | Split System QRESG320SL3B-3 | 2018-12-12 | 2030-12-31 | 210 | 243 | 192 | 165
15765 | Rinnai | Split System QRESG320SL3B-4 | 2018-12-12 | 2030-12-31 | 280 | 324 | 256 | 220
15766 | Rinnai | Split System QRESG320SL3B-5 | 2018-12-12 | 2030-12-31 | 350 | 405 | 320 | 275
15767 | Rinnai | Split System QRESG320SL3B-6 | 2018-12-12 | 2030-12-31 | 420 | 486 | 384 | 330
15768 | Rinnai | Split System QRESG320SL3B-7 | 2018-12-12 | 2030-12-31 | 490 | 567 | 448 | 385
15769 | Rinnai | Split System QRESG320SL3B-8 | 2018-12-12 | 2030-12-31 | 560 | 648 | 512 | 440
15770 | Rinnai | Split System QRESG320SL3B-9 | 2018-12-12 | 2030-12-31 | 630 | 729 | 576 | 495
15771 | Rinnai | Split System QRESG320SL4B-10 | 2018-12-12 | 2030-12-31 | 930 | 1060 | 850 | 730
15772 | Rinnai | Split System QRESG320SL4B-3 | 2018-12-12 | 2030-12-31 | 279 | 318 | 255 | 219
15773 | Rinnai | Split System QRESG320SL4B-4 | 2018-12-12 | 2030-12-31 | 372 | 424 | 340 | 292
15774 | Rinnai | Split System QRESG320SL4B-5 | 2018-12-12 | 2030-12-31 | 465 | 530 | 425 | 365
15775 | Rinnai | Split System QRESG320SL4B-6 | 2018-12-12 | 2030-12-31 | 558 | 636 | 510 | 438
15776 | Rinnai | Split System QRESG320SL4B-7 | 2018-12-12 | 2030-12-31 | 651 | 742 | 595 | 511
15777 | Rinnai | Split System QRESG320SL4B-8 | 2018-12-12 | 2030-12-31 | 744 | 848 | 680 | 584
15778 | Rinnai | Split System QRESG320SL4B-9 | 2018-12-12 | 2030-12-31 | 837 | 954 | 765 | 657
15779 | Rinnai | Split System QRESG320SLEVT30A-10 | 2018-12-12 | 2030-12-31 | 410 | 470 | 380 | 320
15780 | Rinnai | Split System QRESG320SLEVT30A-3 | 2018-12-12 | 2030-12-31 | 123 | 141 | 114 | 96
15781 | Rinnai | Split System QRESG320SLEVT30A-4 | 2018-12-12 | 2030-12-31 | 164 | 188 | 152 | 128
15782 | Rinnai | Split System QRESG320SLEVT30A-5 | 2018-12-12 | 2030-12-31 | 205 | 235 | 190 | 160
15783 | Rinnai | Split System QRESG320SLEVT30A-6 | 2018-12-12 | 2030-12-31 | 246 | 282 | 228 | 192
15784 | Rinnai | Split System QRESG320SLEVT30A-7 | 2018-12-12 | 2030-12-31 | 287 | 329 | 266 | 224
15785 | Rinnai | Split System QRESG320SLEVT30A-8 | 2018-12-12 | 2030-12-31 | 328 | 376 | 304 | 256
15786 | Rinnai | Split System QRESG320SLEVT30A-9 | 2018-12-12 | 2030-12-31 | 369 | 423 | 342 | 288
15787 | Rinnai | Split System QRESG320SLEVT40A-10 | 2018-12-12 | 2030-12-31 | 580 | 660 | 530 | 460
15788 | Rinnai | Split System QRESG320SLEVT40A-3 | 2018-12-12 | 2030-12-31 | 174 | 198 | 159 | 138
15789 | Rinnai | Split System QRESG320SLEVT40A-4 | 2018-12-12 | 2030-12-31 | 232 | 264 | 212 | 184
15790 | Rinnai | Split System QRESG320SLEVT40A-5 | 2018-12-12 | 2030-12-31 | 290 | 330 | 265 | 230
15791 | Rinnai | Split System QRESG320SLEVT40A-6 | 2018-12-12 | 2030-12-31 | 348 | 396 | 318 | 276
15792 | Rinnai | Split System QRESG320SLEVT40A-7 | 2018-12-12 | 2030-12-31 | 406 | 462 | 371 | 322
15793 | Rinnai | Split System QRESG320SLEVT40A-8 | 2018-12-12 | 2030-12-31 | 464 | 528 | 424 | 368
15794 | Rinnai | Split System QRESG320SLEVT40A-9 | 2018-12-12 | 2030-12-31 | 522 | 594 | 477 | 414
15795 | Rinnai | Split System QRESG320SLEVT50A-10 | 2018-12-12 | 2030-12-31 | 700 | 810 | 650 | 560
15796 | Rinnai | Split System QRESG320SLEVT50A-3 | 2018-12-12 | 2030-12-31 | 210 | 243 | 195 | 168
15797 | Rinnai | Split System QRESG320SLEVT50A-4 | 2018-12-12 | 2030-12-31 | 280 | 324 | 260 | 224
15798 | Rinnai | Split System QRESG320SLEVT50A-5 | 2018-12-12 | 2030-12-31 | 350 | 405 | 325 | 280
15799 | Rinnai | Split System QRESG320SLEVT50A-6 | 2018-12-12 | 2030-12-31 | 420 | 486 | 390 | 336
15800 | Rinnai | Split System QRESG320SLEVT50A-7 | 2018-12-12 | 2030-12-31 | 490 | 567 | 455 | 392
15801 | Rinnai | Split System QRESG320SLEVT50A-8 | 2018-12-12 | 2030-12-31 | 560 | 648 | 520 | 448
15802 | Rinnai | Split System QRESG320SLEVT50A-9 | 2018-12-12 | 2030-12-31 | 630 | 729 | 585 | 504
15803 | Rinnai | Split System QRESS2502B-10 | 2018-12-12 | 2030-12-31 | 500 | 580 | 460 | 400
15804 | Rinnai | Split System QRESS2502B-3 | 2018-12-12 | 2030-12-31 | 150 | 174 | 138 | 120
15805 | Rinnai | Split System QRESS2502B-4 | 2018-12-12 | 2030-12-31 | 200 | 232 | 184 | 160
15806 | Rinnai | Split System QRESS2502B-5 | 2018-12-12 | 2030-12-31 | 250 | 290 | 230 | 200
15807 | Rinnai | Split System QRESS2502B-6 | 2018-12-12 | 2030-12-31 | 300 | 348 | 276 | 240
15808 | Rinnai | Split System QRESS2502B-7 | 2018-12-12 | 2030-12-31 | 350 | 406 | 322 | 280
15809 | Rinnai | Split System QRESS2502B-8 | 2018-12-12 | 2030-12-31 | 400 | 464 | 368 | 320
15810 | Rinnai | Split System QRESS2502B-9 | 2018-12-12 | 2030-12-31 | 450 | 522 | 414 | 360
15811 | Rinnai | Split System QRESS2503B-10 | 2018-12-12 | 2030-12-31 | 710 | 820 | 650 | 550
15812 | Rinnai | Split System QRESS2503B-3 | 2018-12-12 | 2030-12-31 | 213 | 246 | 195 | 165
15813 | Rinnai | Split System QRESS2503B-4 | 2018-12-12 | 2030-12-31 | 284 | 328 | 260 | 220
15814 | Rinnai | Split System QRESS2503B-5 | 2018-12-12 | 2030-12-31 | 355 | 410 | 325 | 275
15815 | Rinnai | Split System QRESS2503B-6 | 2018-12-12 | 2030-12-31 | 426 | 492 | 390 | 330
15816 | Rinnai | Split System QRESS2503B-7 | 2018-12-12 | 2030-12-31 | 497 | 574 | 455 | 385
15817 | Rinnai | Split System QRESS2503B-8 | 2018-12-12 | 2030-12-31 | 568 | 656 | 520 | 440
15818 | Rinnai | Split System QRESS2503B-9 | 2018-12-12 | 2030-12-31 | 639 | 738 | 585 | 495
15819 | Rinnai | Split System QRESS250EVT30A-10 | 2018-12-12 | 2030-12-31 | 420 | 480 | 390 | 330
15820 | Rinnai | Split System QRESS250EVT30A-3 | 2018-12-12 | 2030-12-31 | 126 | 144 | 117 | 99
15821 | Rinnai | Split System QRESS250EVT30A-4 | 2018-12-12 | 2030-12-31 | 168 | 192 | 156 | 132
15822 | Rinnai | Split System QRESS250EVT30A-5 | 2018-12-12 | 2030-12-31 | 210 | 240 | 195 | 165
15823 | Rinnai | Split System QRESS250EVT30A-6 | 2018-12-12 | 2030-12-31 | 252 | 288 | 234 | 198
15824 | Rinnai | Split System QRESS250EVT30A-7 | 2018-12-12 | 2030-12-31 | 294 | 336 | 273 | 231
15825 | Rinnai | Split System QRESS250EVT30A-8 | 2018-12-12 | 2030-12-31 | 336 | 384 | 312 | 264
15826 | Rinnai | Split System QRESS250EVT30A-9 | 2018-12-12 | 2030-12-31 | 378 | 432 | 351 | 297
15827 | Rinnai | Split System QRESS250EVT40A-10 | 2018-12-12 | 2030-12-31 | 580 | 670 | 540 | 470
15828 | Rinnai | Split System QRESS250EVT40A-3 | 2018-12-12 | 2030-12-31 | 174 | 201 | 162 | 141
15829 | Rinnai | Split System QRESS250EVT40A-4 | 2018-12-12 | 2030-12-31 | 232 | 268 | 216 | 188
15830 | Rinnai | Split System QRESS250EVT40A-5 | 2018-12-12 | 2030-12-31 | 290 | 335 | 270 | 235
15831 | Rinnai | Split System QRESS250EVT40A-6 | 2018-12-12 | 2030-12-31 | 348 | 402 | 324 | 282
15832 | Rinnai | Split System QRESS250EVT40A-7 | 2018-12-12 | 2030-12-31 | 406 | 469 | 378 | 329
15833 | Rinnai | Split System QRESS250EVT40A-8 | 2018-12-12 | 2030-12-31 | 464 | 536 | 432 | 376
15834 | Rinnai | Split System QRESS250EVT40A-9 | 2018-12-12 | 2030-12-31 | 522 | 603 | 486 | 423
15835 | Rinnai | Split System QRESS3152B-10 | 2018-12-12 | 2030-12-31 | 500 | 590 | 470 | 400
15836 | Rinnai | Split System QRESS3152B-3 | 2018-12-12 | 2030-12-31 | 150 | 177 | 141 | 120
15837 | Rinnai | Split System QRESS3152B-4 | 2018-12-12 | 2030-12-31 | 200 | 236 | 188 | 160
15838 | Rinnai | Split System QRESS3152B-5 | 2018-12-12 | 2030-12-31 | 250 | 295 | 235 | 200
15839 | Rinnai | Split System QRESS3152B-6 | 2018-12-12 | 2030-12-31 | 300 | 354 | 282 | 240
15840 | Rinnai | Split System QRESS3152B-7 | 2018-12-12 | 2030-12-31 | 350 | 413 | 329 | 280
15841 | Rinnai | Split System QRESS3152B-8 | 2018-12-12 | 2030-12-31 | 400 | 472 | 376 | 320
15842 | Rinnai | Split System QRESS3152B-9 | 2018-12-12 | 2030-12-31 | 450 | 531 | 423 | 360
15843 | Rinnai | Split System QRESS3153B-10 | 2018-12-12 | 2030-12-31 | 740 | 860 | 670 | 580
15844 | Rinnai | Split System QRESS3153B-3 | 2018-12-12 | 2030-12-31 | 222 | 258 | 201 | 174
15845 | Rinnai | Split System QRESS3153B-4 | 2018-12-12 | 2030-12-31 | 296 | 344 | 268 | 232
15846 | Rinnai | Split System QRESS3153B-5 | 2018-12-12 | 2030-12-31 | 370 | 430 | 335 | 290
15847 | Rinnai | Split System QRESS3153B-6 | 2018-12-12 | 2030-12-31 | 444 | 516 | 402 | 348
15848 | Rinnai | Split System QRESS3153B-7 | 2018-12-12 | 2030-12-31 | 518 | 602 | 469 | 406
15849 | Rinnai | Split System QRESS3153B-8 | 2018-12-12 | 2030-12-31 | 592 | 688 | 536 | 464
15850 | Rinnai | Split System QRESS3153B-9 | 2018-12-12 | 2030-12-31 | 666 | 774 | 603 | 522
15851 | Rinnai | Split System QRESS3154B-10 | 2018-12-12 | 2030-12-31 | 980 | 1130 | 900 | 780
15852 | Rinnai | Split System QRESS3154B-3 | 2018-12-12 | 2030-12-31 | 294 | 339 | 270 | 234
15853 | Rinnai | Split System QRESS3154B-4 | 2018-12-12 | 2030-12-31 | 392 | 452 | 360 | 312
15854 | Rinnai | Split System QRESS3154B-5 | 2018-12-12 | 2030-12-31 | 490 | 565 | 450 | 390
15855 | Rinnai | Split System QRESS3154B-6 | 2018-12-12 | 2030-12-31 | 588 | 678 | 540 | 468
15856 | Rinnai | Split System QRESS3154B-7 | 2018-12-12 | 2030-12-31 | 686 | 791 | 630 | 546
15857 | Rinnai | Split System QRESS3154B-8 | 2018-12-12 | 2030-12-31 | 784 | 904 | 720 | 624
15858 | Rinnai | Split System QRESS3154B-9 | 2018-12-12 | 2030-12-31 | 882 | 1017 | 810 | 702
15859 | Rinnai | Split System QRESS315EVT30A-10 | 2018-12-12 | 2030-12-31 | 420 | 480 | 390 | 330
15860 | Rinnai | Split System QRESS315EVT30A-3 | 2018-12-12 | 2030-12-31 | 126 | 144 | 117 | 99
15861 | Rinnai | Split System QRESS315EVT30A-4 | 2018-12-12 | 2030-12-31 | 168 | 192 | 156 | 132
15862 | Rinnai | Split System QRESS315EVT30A-5 | 2018-12-12 | 2030-12-31 | 210 | 240 | 195 | 165
15863 | Rinnai | Split System QRESS315EVT30A-6 | 2018-12-12 | 2030-12-31 | 252 | 288 | 234 | 198
15864 | Rinnai | Split System QRESS315EVT30A-7 | 2018-12-12 | 2030-12-31 | 294 | 336 | 273 | 231
15865 | Rinnai | Split System QRESS315EVT30A-8 | 2018-12-12 | 2030-12-31 | 336 | 384 | 312 | 264
15866 | Rinnai | Split System QRESS315EVT30A-9 | 2018-12-12 | 2030-12-31 | 378 | 432 | 351 | 297
15867 | Rinnai | Split System QRESS315EVT40A-10 | 2018-12-12 | 2030-12-31 | 580 | 670 | 540 | 470
15868 | Rinnai | Split System QRESS315EVT40A-3 | 2018-12-12 | 2030-12-31 | 174 | 201 | 162 | 141
15869 | Rinnai | Split System QRESS315EVT40A-4 | 2018-12-12 | 2030-12-31 | 232 | 268 | 216 | 188
15870 | Rinnai | Split System QRESS315EVT40A-5 | 2018-12-12 | 2030-12-31 | 290 | 335 | 270 | 235
15871 | Rinnai | Split System QRESS315EVT40A-6 | 2018-12-12 | 2030-12-31 | 348 | 402 | 324 | 282
15872 | Rinnai | Split System QRESS315EVT40A-7 | 2018-12-12 | 2030-12-31 | 406 | 469 | 378 | 329
15873 | Rinnai | Split System QRESS315EVT40A-8 | 2018-12-12 | 2030-12-31 | 464 | 536 | 432 | 376
15874 | Rinnai | Split System QRESS315EVT40A-9 | 2018-12-12 | 2030-12-31 | 522 | 603 | 486 | 423
15875 | Rinnai | Split System QRESS315EVT50A-10 | 2018-12-12 | 2030-12-31 | 720 | 820 | 660 | 570
15876 | Rinnai | Split System QRESS315EVT50A-3 | 2018-12-12 | 2030-12-31 | 216 | 246 | 198 | 171
15877 | Rinnai | Split System QRESS315EVT50A-4 | 2018-12-12 | 2030-12-31 | 288 | 328 | 264 | 228
15878 | Rinnai | Split System QRESS315EVT50A-5 | 2018-12-12 | 2030-12-31 | 360 | 410 | 330 | 285
15879 | Rinnai | Split System QRESS315EVT50A-6 | 2018-12-12 | 2030-12-31 | 432 | 492 | 396 | 342
15880 | Rinnai | Split System QRESS315EVT50A-7 | 2018-12-12 | 2030-12-31 | 504 | 574 | 462 | 399
15881 | Rinnai | Split System QRESS315EVT50A-8 | 2018-12-12 | 2030-12-31 | 576 | 656 | 528 | 456
15882 | Rinnai | Split System QRESS315EVT50A-9 | 2018-12-12 | 2030-12-31 | 648 | 738 | 594 | 513
15883 | Rinnai | Split System QRESSN100010B-1 | 2018-12-12 | 2030-12-31 | 183 | 206 | 166 | 141
15884 | Rinnai | Split System QRESSN100010B-2 | 2018-12-12 | 2030-12-31 | 404 | 455 | 369 | 319
15885 | Rinnai | Split System QRESSN100010B-3 | 2018-12-12 | 2030-12-31 | 622 | 701 | 570 | 494
15886 | Rinnai | Split System QRESSN100010B-4 | 2018-12-12 | 2030-12-31 | 836 | 942 | 767 | 665
15887 | Rinnai | Split System QRESSN100010B-5 | 2018-12-12 | 2030-12-31 | 1047 | 1179 | 960 | 832
15888 | Rinnai | Split System QRESSN100010B-6 | 2018-12-12 | 2030-12-31 | 1255 | 1412 | 1149 | 996
15889 | Rinnai | Split System QRESSN100010B-7 | 2018-12-12 | 2030-12-31 | 1459 | 1642 | 1336 | 1157
15890 | Rinnai | Split System QRESSN100012B-1 | 2018-12-12 | 2030-12-31 | 220 | 245 | 199 | 172
15891 | Rinnai | Split System QRESSN100012B-2 | 2018-12-12 | 2030-12-31 | 469 | 524 | 428 | 372
15892 | Rinnai | Split System QRESSN100012B-3 | 2018-12-12 | 2030-12-31 | 717 | 800 | 656 | 571
15893 | Rinnai | Split System QRESSN100012B-4 | 2018-12-12 | 2030-12-31 | 963 | 1075 | 881 | 768
15894 | Rinnai | Split System QRESSN100012B-5 | 2018-12-12 | 2030-12-31 | 1207 | 1348 | 1105 | 963
15895 | Rinnai | Split System QRESSN100012B-6 | 2018-12-12 | 2030-12-31 | 1450 | 1619 | 1328 | 1157
15896 | Rinnai | Split System QRESSN100012B-7 | 2018-12-12 | 2030-12-31 | 1692 | 1888 | 1548 | 1349
15897 | Rinnai | Split System QRESSN10004EVT30A-1 | 2018-12-12 | 2030-12-31 | 151 | 172 | 138 | 120
15898 | Rinnai | Split System QRESSN10004EVT30A-2 | 2018-12-12 | 2030-12-31 | 318 | 360 | 292 | 253
15899 | Rinnai | Split System QRESSN10004EVT30A-3 | 2018-12-12 | 2030-12-31 | 485 | 549 | 445 | 386
15900 | Rinnai | Split System QRESSN10004EVT30A-4 | 2018-12-12 | 2030-12-31 | 652 | 737 | 598 | 520
15901 | Rinnai | Split System QRESSN10004EVT30A-5 | 2018-12-12 | 2030-12-31 | 819 | 926 | 751 | 653
15902 | Rinnai | Split System QRESSN10004EVT30A-6 | 2018-12-12 | 2030-12-31 | 986 | 1114 | 904 | 786
15903 | Rinnai | Split System QRESSN10004EVT30A-7 | 2018-12-12 | 2030-12-31 | 1153 | 1303 | 1058 | 920
15904 | Rinnai | Split System QRESSN10005EVT30A-1 | 2018-12-12 | 2030-12-31 | 184 | 206 | 167 | 143
15905 | Rinnai | Split System QRESSN10005EVT30A-2 | 2018-12-12 | 2030-12-31 | 403 | 451 | 369 | 321
15906 | Rinnai | Split System QRESSN10005EVT30A-3 | 2018-12-12 | 2030-12-31 | 619 | 693 | 568 | 496
15907 | Rinnai | Split System QRESSN10005EVT30A-4 | 2018-12-12 | 2030-12-31 | 833 | 931 | 765 | 668
15908 | Rinnai | Split System QRESSN10005EVT30A-5 | 2018-12-12 | 2030-12-31 | 1043 | 1166 | 958 | 836
15909 | Rinnai | Split System QRESSN10005EVT30A-6 | 2018-12-12 | 2030-12-31 | 1251 | 1398 | 1148 | 1002
15910 | Rinnai | Split System QRESSN10005EVT30A-7 | 2018-12-12 | 2030-12-31 | 1456 | 1627 | 1335 | 1164
15911 | Rinnai | Split System QRESSN200010EVT30A-1 | 2018-12-12 | 2030-12-31 | 395 | 436 | 358 | 311
15912 | Rinnai | Split System QRESSN200010EVT30A-2 | 2018-12-12 | 2030-12-31 | 810 | 892 | 734 | 639
15913 | Rinnai | Split System QRESSN200010EVT30A-3 | 2018-12-12 | 2030-12-31 | 1234 | 1359 | 1120 | 976
15914 | Rinnai | Split System QRESSN200010EVT30A-4 | 2018-12-12 | 2030-12-31 | 1669 | 1836 | 1515 | 1323
15915 | Rinnai | Split System QRESSN200015B-1 | 2018-12-12 | 2030-12-31 | 312 | 352 | 283 | 241
15916 | Rinnai | Split System QRESSN200015B-2 | 2018-12-12 | 2030-12-31 | 642 | 722 | 583 | 497
15917 | Rinnai | Split System QRESSN200015B-3 | 2018-12-12 | 2030-12-31 | 990 | 1115 | 904 | 774
15918 | Rinnai | Split System QRESSN200015B-4 | 2018-12-12 | 2030-12-31 | 1357 | 1529 | 1244 | 1071
15919 | Rinnai | Split System QRESSN200018B-1 | 2018-12-12 | 2030-12-31 | 368 | 411 | 335 | 287
15920 | Rinnai | Split System QRESSN200018B-2 | 2018-12-12 | 2030-12-31 | 757 | 845 | 690 | 594
15921 | Rinnai | Split System QRESSN200018B-3 | 2018-12-12 | 2030-12-31 | 1155 | 1290 | 1056 | 910
15922 | Rinnai | Split System QRESSN200018B-4 | 2018-12-12 | 2030-12-31 | 1562 | 1746 | 1432 | 1237
15923 | Rinnai | Split System QRESSN200020B-1 | 2018-12-12 | 2030-12-31 | 402 | 448 | 367 | 316
15924 | Rinnai | Split System QRESSN200020B-2 | 2018-12-12 | 2030-12-31 | 825 | 918 | 755 | 652
15925 | Rinnai | Split System QRESSN200020B-3 | 2018-12-12 | 2030-12-31 | 1256 | 1399 | 1152 | 997
15926 | Rinnai | Split System QRESSN200020B-4 | 2018-12-12 | 2030-12-31 | 1697 | 1889 | 1558 | 1352
15927 | Rinnai | Split System QRESSN200022B-1 | 2018-12-12 | 2030-12-31 | 432 | 480 | 396 | 342
15928 | Rinnai | Split System QRESSN200022B-2 | 2018-12-12 | 2030-12-31 | 874 | 970 | 802 | 693
15929 | Rinnai | Split System QRESSN200022B-3 | 2018-12-12 | 2030-12-31 | 1330 | 1476 | 1222 | 1058
15930 | Rinnai | Split System QRESSN200022B-4 | 2018-12-12 | 2030-12-31 | 1799 | 1997 | 1656 | 1438
15931 | Rinnai | Split System QRESSN200024B-1 | 2018-12-12 | 2030-12-31 | 459 | 508 | 422 | 366
15932 | Rinnai | Split System QRESSN200024B-2 | 2018-12-12 | 2030-12-31 | 933 | 1034 | 861 | 746
15933 | Rinnai | Split System QRESSN200024B-3 | 2018-12-12 | 2030-12-31 | 1410 | 1561 | 1301 | 1129
15934 | Rinnai | Split System QRESSN200024B-4 | 2018-12-12 | 2030-12-31 | 1888 | 2091 | 1744 | 1515
15935 | Rinnai | Split System QRESSN20006EVT30A-1 | 2018-12-12 | 2030-12-31 | 241 | 274 | 220 | 189
15936 | Rinnai | Split System QRESSN20006EVT30A-2 | 2018-12-12 | 2030-12-31 | 507 | 575 | 464 | 402
15937 | Rinnai | Split System QRESSN20006EVT30A-3 | 2018-12-12 | 2030-12-31 | 772 | 876 | 707 | 614
15938 | Rinnai | Split System QRESSN20006EVT30A-4 | 2018-12-12 | 2030-12-31 | 1037 | 1175 | 950 | 825
15939 | Rinnai | Split System QRESSN20007EVT30A-1 | 2018-12-12 | 2030-12-31 | 287 | 324 | 261 | 225
15940 | Rinnai | Split System QRESSN20007EVT30A-2 | 2018-12-12 | 2030-12-31 | 590 | 664 | 537 | 465
15941 | Rinnai | Split System QRESSN20007EVT30A-3 | 2018-12-12 | 2030-12-31 | 897 | 1010 | 818 | 710
15942 | Rinnai | Split System QRESSN20007EVT30A-4 | 2018-12-12 | 2030-12-31 | 1209 | 1360 | 1102 | 958
15943 | Rinnai | Split System QRESSN20008EVT30A-1 | 2018-12-12 | 2030-12-31 | 331 | 370 | 301 | 260
15944 | Rinnai | Split System QRESSN20008EVT30A-2 | 2018-12-12 | 2030-12-31 | 668 | 747 | 607 | 526
15945 | Rinnai | Split System QRESSN20008EVT30A-3 | 2018-12-12 | 2030-12-31 | 1014 | 1132 | 921 | 800
15946 | Rinnai | Split System QRESSN20008EVT30A-4 | 2018-12-12 | 2030-12-31 | 1369 | 1527 | 1244 | 1081
15947 | Rinnai | Split System QRESSN20009EVT30A-1 | 2018-12-12 | 2030-12-31 | 356 | 396 | 323 | 279
15948 | Rinnai | Split System QRESSN20009EVT30A-2 | 2018-12-12 | 2030-12-31 | 743 | 824 | 674 | 586
15949 | Rinnai | Split System QRESSN20009EVT30A-3 | 2018-12-12 | 2030-12-31 | 1133 | 1256 | 1029 | 896
15950 | Rinnai | Split System QRESSN20009EVT30A-4 | 2018-12-12 | 2030-12-31 | 1527 | 1691 | 1388 | 1210
15951 | Rinnai | Split System QRESSN80010B-1 | 2018-12-12 | 2030-12-31 | 173 | 193 | 156 | 134
15952 | Rinnai | Split System QRESSN80010B-2 | 2018-12-12 | 2030-12-31 | 376 | 419 | 342 | 295
15953 | Rinnai | Split System QRESSN80010B-3 | 2018-12-12 | 2030-12-31 | 578 | 645 | 528 | 457
15954 | Rinnai | Split System QRESSN80010B-4 | 2018-12-12 | 2030-12-31 | 781 | 870 | 713 | 619
15955 | Rinnai | Split System QRESSN80010B-5 | 2018-12-12 | 2030-12-31 | 984 | 1096 | 899 | 781
15956 | Rinnai | Split System QRESSN80010B-6 | 2018-12-12 | 2030-12-31 | 1186 | 1322 | 1084 | 942
15957 | Rinnai | Split System QRESSN80010B-7 | 2018-12-12 | 2030-12-31 | 1389 | 1547 | 1269 | 1104
15958 | Rinnai | Split System QRESSN80010B-8 | 2018-12-12 | 2030-12-31 | 1591 | 1773 | 1455 | 1266
15959 | Rinnai | Split System QRESSN80010B-9 | 2018-12-12 | 2030-12-31 | 1794 | 1998 | 1640 | 1428
15960 | Rinnai | Split System QRESSN8003EVT30A-1 | 2018-12-12 | 2030-12-31 | 105 | 120 | 96 | 82
15961 | Rinnai | Split System QRESSN8003EVT30A-2 | 2018-12-12 | 2030-12-31 | 233 | 264 | 213 | 184
15962 | Rinnai | Split System QRESSN8003EVT30A-3 | 2018-12-12 | 2030-12-31 | 358 | 407 | 329 | 285
15963 | Rinnai | Split System QRESSN8003EVT30A-4 | 2018-12-12 | 2030-12-31 | 483 | 547 | 443 | 384
15964 | Rinnai | Split System QRESSN8003EVT30A-5 | 2018-12-12 | 2030-12-31 | 605 | 686 | 555 | 481
15965 | Rinnai | Split System QRESSN8003EVT30A-6 | 2018-12-12 | 2030-12-31 | 726 | 823 | 665 | 576
15966 | Rinnai | Split System QRESSN8003EVT30A-7 | 2018-12-12 | 2030-12-31 | 846 | 959 | 774 | 670
15967 | Rinnai | Split System QRESSN8003EVT30A-8 | 2018-12-12 | 2030-12-31 | 964 | 1093 | 881 | 761
15968 | Rinnai | Split System QRESSN8003EVT30A-9 | 2018-12-12 | 2030-12-31 | 1080 | 1225 | 987 | 852
15969 | Rinnai | Split System QRESSN8004EVT30A-1 | 2018-12-12 | 2030-12-31 | 151 | 169 | 138 | 119
15970 | Rinnai | Split System QRESSN8004EVT30A-2 | 2018-12-12 | 2030-12-31 | 319 | 357 | 292 | 254
15971 | Rinnai | Split System QRESSN8004EVT30A-3 | 2018-12-12 | 2030-12-31 | 485 | 544 | 445 | 388
15972 | Rinnai | Split System QRESSN8004EVT30A-4 | 2018-12-12 | 2030-12-31 | 651 | 728 | 596 | 519
15973 | Rinnai | Split System QRESSN8004EVT30A-5 | 2018-12-12 | 2030-12-31 | 814 | 911 | 746 | 649
15974 | Rinnai | Split System QRESSN8004EVT30A-6 | 2018-12-12 | 2030-12-31 | 976 | 1092 | 894 | 777
15975 | Rinnai | Split System QRESSN8004EVT30A-7 | 2018-12-12 | 2030-12-31 | 1137 | 1272 | 1040 | 904
15976 | Rinnai | Split System QRESSN8004EVT30A-8 | 2018-12-12 | 2030-12-31 | 1296 | 1449 | 1184 | 1028
15977 | Rinnai | Split System QRESSN8004EVT30A-9 | 2018-12-12 | 2030-12-31 | 1453 | 1625 | 1327 | 1151
15978 | Rinnai | Split System QRESSN8008B-1 | 2018-12-12 | 2030-12-31 | 134 | 150 | 119 | 100
15979 | Rinnai | Split System QRESSN8008B-2 | 2018-12-12 | 2030-12-31 | 311 | 350 | 283 | 244
15980 | Rinnai | Split System QRESSN8008B-3 | 2018-12-12 | 2030-12-31 | 486 | 547 | 444 | 384
15981 | Rinnai | Split System QRESSN8008B-4 | 2018-12-12 | 2030-12-31 | 657 | 741 | 602 | 521
15982 | Rinnai | Split System QRESSN8008B-5 | 2018-12-12 | 2030-12-31 | 826 | 931 | 757 | 656
15983 | Rinnai | Split System QRESSN8008B-6 | 2018-12-12 | 2030-12-31 | 992 | 1118 | 909 | 787
15984 | Rinnai | Split System QRESSN8008B-7 | 2018-12-12 | 2030-12-31 | 1155 | 1301 | 1058 | 916
15985 | Rinnai | Split System QRESSN8008B-8 | 2018-12-12 | 2030-12-31 | 1315 | 1481 | 1204 | 1041
15986 | Rinnai | Split System QRESSN8008B-9 | 2018-12-12 | 2030-12-31 | 1472 | 1658 | 1347 | 1163
15987 | Rinnai Demand Duo Solar | Split System DDGS270SL2A-10 | 2012-06-20 | 2030-12-31 | 470 | 540 | 430 | 360
15988 | Rinnai Demand Duo Solar | Split System DDGS270SL2A-3 | 2012-06-20 | 2030-12-31 | 141 | 162 | 129 | 108
15989 | Rinnai Demand Duo Solar | Split System DDGS270SL2A-4 | 2012-06-20 | 2030-12-31 | 188 | 216 | 172 | 144
15990 | Rinnai Demand Duo Solar | Split System DDGS270SL2A-5 | 2012-06-20 | 2030-12-31 | 235 | 270 | 215 | 180
15991 | Rinnai Demand Duo Solar | Split System DDGS270SL2A-6 | 2012-06-20 | 2030-12-31 | 282 | 324 | 258 | 216
15992 | Rinnai Demand Duo Solar | Split System DDGS270SL2A-7 | 2012-06-20 | 2030-12-31 | 329 | 378 | 301 | 252
15993 | Rinnai Demand Duo Solar | Split System DDGS270SL2A-8 | 2012-06-20 | 2030-12-31 | 376 | 432 | 344 | 288
15994 | Rinnai Demand Duo Solar | Split System DDGS270SL2A-9 | 2012-06-20 | 2030-12-31 | 423 | 486 | 387 | 324
15995 | Rinnai Demand Duo Solar | Split System DDGS270SL3A-10 | 2012-06-20 | 2030-12-31 | 700 | 790 | 630 | 540
15996 | Rinnai Demand Duo Solar | Split System DDGS270SL3A-3 | 2012-06-20 | 2030-12-31 | 210 | 237 | 189 | 162
15997 | Rinnai Demand Duo Solar | Split System DDGS270SL3A-4 | 2012-06-20 | 2030-12-31 | 280 | 316 | 252 | 216
15998 | Rinnai Demand Duo Solar | Split System DDGS270SL3A-5 | 2012-06-20 | 2030-12-31 | 350 | 395 | 315 | 270
15999 | Rinnai Demand Duo Solar | Split System DDGS270SL3A-6 | 2012-06-20 | 2030-12-31 | 420 | 474 | 378 | 324
16000 | Rinnai Demand Duo Solar | Split System DDGS270SL3A-7 | 2012-06-20 | 2030-12-31 | 490 | 553 | 441 | 378
16001 | Rinnai Demand Duo Solar | Split System DDGS270SL3A-8 | 2012-06-20 | 2030-12-31 | 560 | 632 | 504 | 432
16002 | Rinnai Demand Duo Solar | Split System DDGS270SL3A-9 | 2012-06-20 | 2030-12-31 | 630 | 711 | 567 | 486
16003 | Rinnai Demand Duo Solar | Split System DDGS270SLEVT30A-10 | 2013-06-24 | 2030-12-31 | 410 | 480 | 380 | 330
16004 | Rinnai Demand Duo Solar | Split System DDGS270SLEVT30A-3 | 2013-06-24 | 2030-12-31 | 123 | 144 | 114 | 99
16005 | Rinnai Demand Duo Solar | Split System DDGS270SLEVT30A-4 | 2013-06-24 | 2030-12-31 | 164 | 192 | 152 | 132
16006 | Rinnai Demand Duo Solar | Split System DDGS270SLEVT30A-5 | 2013-06-24 | 2030-12-31 | 205 | 240 | 190 | 165
16007 | Rinnai Demand Duo Solar | Split System DDGS270SLEVT30A-6 | 2013-06-24 | 2030-12-31 | 246 | 288 | 228 | 198
16008 | Rinnai Demand Duo Solar | Split System DDGS270SLEVT30A-7 | 2013-06-24 | 2030-12-31 | 287 | 336 | 266 | 231
16009 | Rinnai Demand Duo Solar | Split System DDGS270SLEVT30A-8 | 2013-06-24 | 2030-12-31 | 328 | 384 | 304 | 264
16010 | Rinnai Demand Duo Solar | Split System DDGS270SLEVT30A-9 | 2013-06-24 | 2030-12-31 | 369 | 432 | 342 | 297
16011 | Rinnai Demand Duo Solar | Split System DDGS270SLEVT40A-10 | 2013-06-24 | 2030-12-31 | 580 | 660 | 530 | 460
16012 | Rinnai Demand Duo Solar | Split System DDGS270SLEVT40A-3 | 2013-06-24 | 2030-12-31 | 174 | 198 | 159 | 138
16013 | Rinnai Demand Duo Solar | Split System DDGS270SLEVT40A-4 | 2013-06-24 | 2030-12-31 | 232 | 264 | 212 | 184
16014 | Rinnai Demand Duo Solar | Split System DDGS270SLEVT40A-5 | 2013-06-24 | 2030-12-31 | 290 | 330 | 265 | 230
16015 | Rinnai Demand Duo Solar | Split System DDGS270SLEVT40A-6 | 2013-06-24 | 2030-12-31 | 348 | 396 | 318 | 276
16016 | Rinnai Demand Duo Solar | Split System DDGS270SLEVT40A-7 | 2013-06-24 | 2030-12-31 | 406 | 462 | 371 | 322
16017 | Rinnai Demand Duo Solar | Split System DDGS270SLEVT40A-8 | 2013-06-24 | 2030-12-31 | 464 | 528 | 424 | 368
16018 | Rinnai Demand Duo Solar | Split System DDGS270SLEVT40A-9 | 2013-06-24 | 2030-12-31 | 522 | 594 | 477 | 414
16019 | Rinnai Demand Duo Solar | Split System DDGS320SL2A-10 | 2012-06-20 | 2030-12-31 | 460 | 540 | 420 | 360
16020 | Rinnai Demand Duo Solar | Split System DDGS320SL2A-3 | 2012-06-20 | 2030-12-31 | 138 | 162 | 126 | 108
16021 | Rinnai Demand Duo Solar | Split System DDGS320SL2A-4 | 2012-06-20 | 2030-12-31 | 184 | 216 | 168 | 144
16022 | Rinnai Demand Duo Solar | Split System DDGS320SL2A-5 | 2012-06-20 | 2030-12-31 | 230 | 270 | 210 | 180
16023 | Rinnai Demand Duo Solar | Split System DDGS320SL2A-6 | 2012-06-20 | 2030-12-31 | 276 | 324 | 252 | 216
16024 | Rinnai Demand Duo Solar | Split System DDGS320SL2A-7 | 2012-06-20 | 2030-12-31 | 322 | 378 | 294 | 252
16025 | Rinnai Demand Duo Solar | Split System DDGS320SL2A-8 | 2012-06-20 | 2030-12-31 | 368 | 432 | 336 | 288
16026 | Rinnai Demand Duo Solar | Split System DDGS320SL2A-9 | 2012-06-20 | 2030-12-31 | 414 | 486 | 378 | 324
16027 | Rinnai Demand Duo Solar | Split System DDGS320SL3A-10 | 2012-06-20 | 2030-12-31 | 710 | 810 | 650 | 550
16028 | Rinnai Demand Duo Solar | Split System DDGS320SL3A-3 | 2012-06-20 | 2030-12-31 | 213 | 243 | 195 | 165
16029 | Rinnai Demand Duo Solar | Split System DDGS320SL3A-4 | 2012-06-20 | 2030-12-31 | 284 | 324 | 260 | 220
16030 | Rinnai Demand Duo Solar | Split System DDGS320SL3A-5 | 2012-06-20 | 2030-12-31 | 355 | 405 | 325 | 275
16031 | Rinnai Demand Duo Solar | Split System DDGS320SL3A-6 | 2012-06-20 | 2030-12-31 | 426 | 486 | 390 | 330
16032 | Rinnai Demand Duo Solar | Split System DDGS320SL3A-7 | 2012-06-20 | 2030-12-31 | 497 | 567 | 455 | 385
16033 | Rinnai Demand Duo Solar | Split System DDGS320SL3A-8 | 2012-06-20 | 2030-12-31 | 568 | 648 | 520 | 440
16034 | Rinnai Demand Duo Solar | Split System DDGS320SL3A-9 | 2012-06-20 | 2030-12-31 | 639 | 729 | 585 | 495
16035 | Rinnai Demand Duo Solar | Split System DDGS320SL4A-10 | 2012-06-20 | 2030-12-31 | 910 | 1030 | 840 | 710
16036 | Rinnai Demand Duo Solar | Split System DDGS320SL4A-3 | 2012-06-20 | 2030-12-31 | 273 | 309 | 252 | 213
16037 | Rinnai Demand Duo Solar | Split System DDGS320SL4A-4 | 2012-06-20 | 2030-12-31 | 364 | 412 | 336 | 284
16038 | Rinnai Demand Duo Solar | Split System DDGS320SL4A-5 | 2012-06-20 | 2030-12-31 | 455 | 515 | 420 | 355
16039 | Rinnai Demand Duo Solar | Split System DDGS320SL4A-6 | 2012-06-20 | 2030-12-31 | 546 | 618 | 504 | 426
16040 | Rinnai Demand Duo Solar | Split System DDGS320SL4A-7 | 2012-06-20 | 2030-12-31 | 637 | 721 | 588 | 497
16041 | Rinnai Demand Duo Solar | Split System DDGS320SL4A-8 | 2012-06-20 | 2030-12-31 | 728 | 824 | 672 | 568
16042 | Rinnai Demand Duo Solar | Split System DDGS320SL4A-9 | 2012-06-20 | 2030-12-31 | 819 | 927 | 756 | 639
16043 | Rinnai Demand Duo Solar | Split System DDGS320SLEVT30A-10 | 2013-06-24 | 2030-12-31 | 410 | 470 | 380 | 330
16044 | Rinnai Demand Duo Solar | Split System DDGS320SLEVT30A-3 | 2013-06-24 | 2030-12-31 | 123 | 141 | 114 | 99
16045 | Rinnai Demand Duo Solar | Split System DDGS320SLEVT30A-4 | 2013-06-24 | 2030-12-31 | 164 | 188 | 152 | 132
16046 | Rinnai Demand Duo Solar | Split System DDGS320SLEVT30A-5 | 2013-06-24 | 2030-12-31 | 205 | 235 | 190 | 165
16047 | Rinnai Demand Duo Solar | Split System DDGS320SLEVT30A-6 | 2013-06-24 | 2030-12-31 | 246 | 282 | 228 | 198
16048 | Rinnai Demand Duo Solar | Split System DDGS320SLEVT30A-7 | 2013-06-24 | 2030-12-31 | 287 | 329 | 266 | 231
16049 | Rinnai Demand Duo Solar | Split System DDGS320SLEVT30A-8 | 2013-06-24 | 2030-12-31 | 328 | 376 | 304 | 264
16050 | Rinnai Demand Duo Solar | Split System DDGS320SLEVT30A-9 | 2013-06-24 | 2030-12-31 | 369 | 423 | 342 | 297
16051 | Rinnai Demand Duo Solar | Split System DDGS320SLEVT40A-10 | 2013-06-24 | 2030-12-31 | 580 | 660 | 530 | 460
16052 | Rinnai Demand Duo Solar | Split System DDGS320SLEVT40A-3 | 2013-06-24 | 2030-12-31 | 174 | 198 | 159 | 138
16053 | Rinnai Demand Duo Solar | Split System DDGS320SLEVT40A-4 | 2013-06-24 | 2030-12-31 | 232 | 264 | 212 | 184
16054 | Rinnai Demand Duo Solar | Split System DDGS320SLEVT40A-5 | 2013-06-24 | 2030-12-31 | 290 | 330 | 265 | 230
16055 | Rinnai Demand Duo Solar | Split System DDGS320SLEVT40A-6 | 2013-06-24 | 2030-12-31 | 348 | 396 | 318 | 276
16056 | Rinnai Demand Duo Solar | Split System DDGS320SLEVT40A-7 | 2013-06-24 | 2030-12-31 | 406 | 462 | 371 | 322
16057 | Rinnai Demand Duo Solar | Split System DDGS320SLEVT40A-8 | 2013-06-24 | 2030-12-31 | 464 | 528 | 424 | 368
16058 | Rinnai Demand Duo Solar | Split System DDGS320SLEVT40A-9 | 2013-06-24 | 2030-12-31 | 522 | 594 | 477 | 414
16059 | Rinnai Demand Duo Solar | Split System DDGS320SLEVT50A-10 | 2013-06-24 | 2030-12-31 | 730 | 840 | 670 | 590
16060 | Rinnai Demand Duo Solar | Split System DDGS320SLEVT50A-3 | 2013-06-24 | 2030-12-31 | 219 | 252 | 201 | 177
16061 | Rinnai Demand Duo Solar | Split System DDGS320SLEVT50A-4 | 2013-06-24 | 2030-12-31 | 292 | 336 | 268 | 236
16062 | Rinnai Demand Duo Solar | Split System DDGS320SLEVT50A-5 | 2013-06-24 | 2030-12-31 | 365 | 420 | 335 | 295
16063 | Rinnai Demand Duo Solar | Split System DDGS320SLEVT50A-6 | 2013-06-24 | 2030-12-31 | 438 | 504 | 402 | 354
16064 | Rinnai Demand Duo Solar | Split System DDGS320SLEVT50A-7 | 2013-06-24 | 2030-12-31 | 511 | 588 | 469 | 413
16065 | Rinnai Demand Duo Solar | Split System DDGS320SLEVT50A-8 | 2013-06-24 | 2030-12-31 | 584 | 672 | 536 | 472
16066 | Rinnai Demand Duo Solar | Split System DDGS320SLEVT50A-9 | 2013-06-24 | 2030-12-31 | 657 | 756 | 603 | 531
16067 | Rinnai Demand Duo Solar | Split System DDGS4003A-10 | 2011-03-01 | 2030-12-31 | 680 | 800 | 630 | 530
16068 | Rinnai Demand Duo Solar | Split System DDGS4003A-2 | 2011-03-01 | 2030-12-31 | 136 | 160 | 126 | 106
16069 | Rinnai Demand Duo Solar | Split System DDGS4003A-3 | 2011-03-01 | 2030-12-31 | 204 | 240 | 189 | 159
16070 | Rinnai Demand Duo Solar | Split System DDGS4003A-4 | 2011-03-01 | 2030-12-31 | 272 | 320 | 252 | 212
16071 | Rinnai Demand Duo Solar | Split System DDGS4003A-5 | 2011-03-01 | 2030-12-31 | 340 | 400 | 315 | 265
16072 | Rinnai Demand Duo Solar | Split System DDGS4003A-6 | 2011-03-01 | 2030-12-31 | 408 | 480 | 378 | 318
16073 | Rinnai Demand Duo Solar | Split System DDGS4003A-7 | 2011-03-01 | 2030-12-31 | 476 | 560 | 441 | 371
16074 | Rinnai Demand Duo Solar | Split System DDGS4003A-8 | 2011-03-01 | 2030-12-31 | 544 | 640 | 504 | 424
16075 | Rinnai Demand Duo Solar | Split System DDGS4003A-9 | 2011-03-01 | 2030-12-31 | 612 | 720 | 567 | 477
16076 | Rinnai Demand Duo Solar | Split System DDGS4003B-10 | 2015-04-01 | 2030-12-31 | 720 | 840 | 660 | 570
16077 | Rinnai Demand Duo Solar | Split System DDGS4003B-2 | 2015-04-01 | 2030-12-31 | 144 | 168 | 132 | 114
16078 | Rinnai Demand Duo Solar | Split System DDGS4003B-3 | 2015-04-01 | 2030-12-31 | 216 | 252 | 198 | 171
16079 | Rinnai Demand Duo Solar | Split System DDGS4003B-4 | 2015-04-01 | 2030-12-31 | 288 | 336 | 264 | 228
16080 | Rinnai Demand Duo Solar | Split System DDGS4003B-5 | 2015-04-01 | 2030-12-31 | 360 | 420 | 330 | 285
16081 | Rinnai Demand Duo Solar | Split System DDGS4003B-6 | 2015-04-01 | 2030-12-31 | 432 | 504 | 396 | 342
16082 | Rinnai Demand Duo Solar | Split System DDGS4003B-7 | 2015-04-01 | 2030-12-31 | 504 | 588 | 462 | 399
16083 | Rinnai Demand Duo Solar | Split System DDGS4003B-8 | 2015-04-01 | 2030-12-31 | 576 | 672 | 528 | 456
16084 | Rinnai Demand Duo Solar | Split System DDGS4003B-9 | 2015-04-01 | 2030-12-31 | 648 | 756 | 594 | 513
16085 | Rinnai Demand Duo Solar | Split System DDGS4004A-10 | 2011-03-01 | 2030-12-31 | 940 | 1080 | 860 | 730
16086 | Rinnai Demand Duo Solar | Split System DDGS4004A-2 | 2011-03-01 | 2030-12-31 | 188 | 216 | 172 | 146
16087 | Rinnai Demand Duo Solar | Split System DDGS4004A-3 | 2011-03-01 | 2030-12-31 | 282 | 324 | 258 | 219
16088 | Rinnai Demand Duo Solar | Split System DDGS4004A-4 | 2011-03-01 | 2030-12-31 | 376 | 432 | 344 | 292
16089 | Rinnai Demand Duo Solar | Split System DDGS4004A-5 | 2011-03-01 | 2030-12-31 | 470 | 540 | 430 | 365
16090 | Rinnai Demand Duo Solar | Split System DDGS4004A-6 | 2011-03-01 | 2030-12-31 | 564 | 648 | 516 | 438
16091 | Rinnai Demand Duo Solar | Split System DDGS4004A-7 | 2011-03-01 | 2030-12-31 | 658 | 756 | 602 | 511
16092 | Rinnai Demand Duo Solar | Split System DDGS4004A-8 | 2011-03-01 | 2030-12-31 | 752 | 864 | 688 | 584
16093 | Rinnai Demand Duo Solar | Split System DDGS4004A-9 | 2011-03-01 | 2030-12-31 | 846 | 972 | 774 | 657
16094 | Rinnai Demand Duo Solar | Split System DDGS4004B-10 | 2015-04-01 | 2030-12-31 | 970 | 1120 | 890 | 760
16095 | Rinnai Demand Duo Solar | Split System DDGS4004B-2 | 2015-04-01 | 2030-12-31 | 194 | 224 | 178 | 152
16096 | Rinnai Demand Duo Solar | Split System DDGS4004B-3 | 2015-04-01 | 2030-12-31 | 291 | 336 | 267 | 228
16097 | Rinnai Demand Duo Solar | Split System DDGS4004B-4 | 2015-04-01 | 2030-12-31 | 388 | 448 | 356 | 304
16098 | Rinnai Demand Duo Solar | Split System DDGS4004B-5 | 2015-04-01 | 2030-12-31 | 485 | 560 | 445 | 380
16099 | Rinnai Demand Duo Solar | Split System DDGS4004B-6 | 2015-04-01 | 2030-12-31 | 582 | 672 | 534 | 456
16100 | Rinnai Demand Duo Solar | Split System DDGS4004B-7 | 2015-04-01 | 2030-12-31 | 679 | 784 | 623 | 532
16101 | Rinnai Demand Duo Solar | Split System DDGS4004B-8 | 2015-04-01 | 2030-12-31 | 776 | 896 | 712 | 608
16102 | Rinnai Demand Duo Solar | Split System DDGS4004B-9 | 2015-04-01 | 2030-12-31 | 873 | 1008 | 801 | 684
16103 | Rinnai Demand Duo Solar | Split System DDGS4005A-10 | 2011-03-01 | 2030-12-31 | 1150 | 1310 | 1050 | 890
16104 | Rinnai Demand Duo Solar | Split System DDGS4005A-2 | 2011-03-01 | 2030-12-31 | 230 | 262 | 210 | 178
16105 | Rinnai Demand Duo Solar | Split System DDGS4005A-3 | 2011-03-01 | 2030-12-31 | 345 | 393 | 315 | 267
16106 | Rinnai Demand Duo Solar | Split System DDGS4005A-4 | 2011-03-01 | 2030-12-31 | 460 | 524 | 420 | 356
16107 | Rinnai Demand Duo Solar | Split System DDGS4005A-5 | 2011-03-01 | 2030-12-31 | 575 | 655 | 525 | 445
16108 | Rinnai Demand Duo Solar | Split System DDGS4005A-6 | 2011-03-01 | 2030-12-31 | 690 | 786 | 630 | 534
16109 | Rinnai Demand Duo Solar | Split System DDGS4005A-7 | 2011-03-01 | 2030-12-31 | 805 | 917 | 735 | 623
16110 | Rinnai Demand Duo Solar | Split System DDGS4005A-8 | 2011-03-01 | 2030-12-31 | 920 | 1048 | 840 | 712
16111 | Rinnai Demand Duo Solar | Split System DDGS4005A-9 | 2011-03-01 | 2030-12-31 | 1035 | 1179 | 945 | 801
16112 | Rinnai Demand Duo Solar | Split System DDGS4005B-10 | 2015-04-01 | 2030-12-31 | 1180 | 1340 | 1080 | 920
16113 | Rinnai Demand Duo Solar | Split System DDGS4005B-2 | 2015-04-01 | 2030-12-31 | 236 | 268 | 216 | 184
16114 | Rinnai Demand Duo Solar | Split System DDGS4005B-3 | 2015-04-01 | 2030-12-31 | 354 | 402 | 324 | 276
16115 | Rinnai Demand Duo Solar | Split System DDGS4005B-4 | 2015-04-01 | 2030-12-31 | 472 | 536 | 432 | 368
16116 | Rinnai Demand Duo Solar | Split System DDGS4005B-5 | 2015-04-01 | 2030-12-31 | 590 | 670 | 540 | 460
16117 | Rinnai Demand Duo Solar | Split System DDGS4005B-6 | 2015-04-01 | 2030-12-31 | 708 | 804 | 648 | 552
16118 | Rinnai Demand Duo Solar | Split System DDGS4005B-7 | 2015-04-01 | 2030-12-31 | 826 | 938 | 756 | 644
16119 | Rinnai Demand Duo Solar | Split System DDGS4005B-8 | 2015-04-01 | 2030-12-31 | 944 | 1072 | 864 | 736
16120 | Rinnai Demand Duo Solar | Split System DDGS4005B-9 | 2015-04-01 | 2030-12-31 | 1062 | 1206 | 972 | 828
16121 | Rinnai Demand Duo Solar | Split System DDGS400EVT30A-10 | 2013-06-24 | 2030-12-31 | 410 | 470 | 380 | 320
16122 | Rinnai Demand Duo Solar | Split System DDGS400EVT30A-2 | 2013-06-24 | 2030-12-31 | 82 | 94 | 76 | 64
16123 | Rinnai Demand Duo Solar | Split System DDGS400EVT30A-3 | 2013-06-24 | 2030-12-31 | 123 | 141 | 114 | 96
16124 | Rinnai Demand Duo Solar | Split System DDGS400EVT30A-4 | 2013-06-24 | 2030-12-31 | 164 | 188 | 152 | 128
16125 | Rinnai Demand Duo Solar | Split System DDGS400EVT30A-5 | 2013-06-24 | 2030-12-31 | 205 | 235 | 190 | 160
16126 | Rinnai Demand Duo Solar | Split System DDGS400EVT30A-6 | 2013-06-24 | 2030-12-31 | 246 | 282 | 228 | 192
16127 | Rinnai Demand Duo Solar | Split System DDGS400EVT30A-7 | 2013-06-24 | 2030-12-31 | 287 | 329 | 266 | 224
16128 | Rinnai Demand Duo Solar | Split System DDGS400EVT30A-8 | 2013-06-24 | 2030-12-31 | 328 | 376 | 304 | 256
16129 | Rinnai Demand Duo Solar | Split System DDGS400EVT30A-9 | 2013-06-24 | 2030-12-31 | 369 | 423 | 342 | 288
16130 | Rinnai Demand Duo Solar | Split System DDGS400EVT40A-10 | 2013-06-24 | 2030-12-31 | 570 | 660 | 530 | 460
16131 | Rinnai Demand Duo Solar | Split System DDGS400EVT40A-2 | 2013-06-24 | 2030-12-31 | 114 | 132 | 106 | 92
16132 | Rinnai Demand Duo Solar | Split System DDGS400EVT40A-3 | 2013-06-24 | 2030-12-31 | 171 | 198 | 159 | 138
16133 | Rinnai Demand Duo Solar | Split System DDGS400EVT40A-4 | 2013-06-24 | 2030-12-31 | 228 | 264 | 212 | 184
16134 | Rinnai Demand Duo Solar | Split System DDGS400EVT40A-5 | 2013-06-24 | 2030-12-31 | 285 | 330 | 265 | 230
16135 | Rinnai Demand Duo Solar | Split System DDGS400EVT40A-6 | 2013-06-24 | 2030-12-31 | 342 | 396 | 318 | 276
16136 | Rinnai Demand Duo Solar | Split System DDGS400EVT40A-7 | 2013-06-24 | 2030-12-31 | 399 | 462 | 371 | 322
16137 | Rinnai Demand Duo Solar | Split System DDGS400EVT40A-8 | 2013-06-24 | 2030-12-31 | 456 | 528 | 424 | 368
16138 | Rinnai Demand Duo Solar | Split System DDGS400EVT40A-9 | 2013-06-24 | 2030-12-31 | 513 | 594 | 477 | 414
16139 | Rinnai Demand Duo Solar | Split System DDGS400EVT50A-10 | 2013-06-24 | 2030-12-31 | 730 | 840 | 680 | 590
16140 | Rinnai Demand Duo Solar | Split System DDGS400EVT50A-2 | 2013-06-24 | 2030-12-31 | 146 | 168 | 136 | 118
16141 | Rinnai Demand Duo Solar | Split System DDGS400EVT50A-3 | 2013-06-24 | 2030-12-31 | 219 | 252 | 204 | 177
16142 | Rinnai Demand Duo Solar | Split System DDGS400EVT50A-4 | 2013-06-24 | 2030-12-31 | 292 | 336 | 272 | 236
16143 | Rinnai Demand Duo Solar | Split System DDGS400EVT50A-5 | 2013-06-24 | 2030-12-31 | 365 | 420 | 340 | 295
16144 | Rinnai Demand Duo Solar | Split System DDGS400EVT50A-6 | 2013-06-24 | 2030-12-31 | 438 | 504 | 408 | 354
16145 | Rinnai Demand Duo Solar | Split System DDGS400EVT50A-7 | 2013-06-24 | 2030-12-31 | 511 | 588 | 476 | 413
16146 | Rinnai Demand Duo Solar | Split System DDGS400EVT50A-8 | 2013-06-24 | 2030-12-31 | 584 | 672 | 544 | 472
16147 | Rinnai Demand Duo Solar | Split System DDGS400EVT50A-9 | 2013-06-24 | 2030-12-31 | 657 | 756 | 612 | 531
16148 | Rinnai Demand Duo Solar | Split System DDGSL2702B-10 | 2015-04-01 | 2030-12-31 | 450 | 530 | 410 | 350
16149 | Rinnai Demand Duo Solar | Split System DDGSL2702B-3 | 2015-04-01 | 2030-12-31 | 135 | 159 | 123 | 105
16150 | Rinnai Demand Duo Solar | Split System DDGSL2702B-4 | 2015-04-01 | 2030-12-31 | 180 | 212 | 164 | 140
16151 | Rinnai Demand Duo Solar | Split System DDGSL2702B-5 | 2015-04-01 | 2030-12-31 | 225 | 265 | 205 | 175
16152 | Rinnai Demand Duo Solar | Split System DDGSL2702B-6 | 2015-04-01 | 2030-12-31 | 270 | 318 | 246 | 210
16153 | Rinnai Demand Duo Solar | Split System DDGSL2702B-7 | 2015-04-01 | 2030-12-31 | 315 | 371 | 287 | 245
16154 | Rinnai Demand Duo Solar | Split System DDGSL2702B-8 | 2015-04-01 | 2030-12-31 | 360 | 424 | 328 | 280
16155 | Rinnai Demand Duo Solar | Split System DDGSL2702B-9 | 2015-04-01 | 2030-12-31 | 405 | 477 | 369 | 315
16156 | Rinnai Demand Duo Solar | Split System DDGSL2703B-10 | 2015-04-01 | 2030-12-31 | 680 | 770 | 620 | 530
16157 | Rinnai Demand Duo Solar | Split System DDGSL2703B-3 | 2015-04-01 | 2030-12-31 | 204 | 231 | 186 | 159
16158 | Rinnai Demand Duo Solar | Split System DDGSL2703B-4 | 2015-04-01 | 2030-12-31 | 272 | 308 | 248 | 212
16159 | Rinnai Demand Duo Solar | Split System DDGSL2703B-5 | 2015-04-01 | 2030-12-31 | 340 | 385 | 310 | 265
16160 | Rinnai Demand Duo Solar | Split System DDGSL2703B-6 | 2015-04-01 | 2030-12-31 | 408 | 462 | 372 | 318
16161 | Rinnai Demand Duo Solar | Split System DDGSL2703B-7 | 2015-04-01 | 2030-12-31 | 476 | 539 | 434 | 371
16162 | Rinnai Demand Duo Solar | Split System DDGSL2703B-8 | 2015-04-01 | 2030-12-31 | 544 | 616 | 496 | 424
16163 | Rinnai Demand Duo Solar | Split System DDGSL2703B-9 | 2015-04-01 | 2030-12-31 | 612 | 693 | 558 | 477
16164 | Rinnai Demand Duo Solar | Split System DDGSL3202B-10 | 2015-04-01 | 2030-12-31 | 450 | 520 | 410 | 350
16165 | Rinnai Demand Duo Solar | Split System DDGSL3202B-3 | 2015-04-01 | 2030-12-31 | 135 | 156 | 123 | 105
16166 | Rinnai Demand Duo Solar | Split System DDGSL3202B-4 | 2015-04-01 | 2030-12-31 | 180 | 208 | 164 | 140
16167 | Rinnai Demand Duo Solar | Split System DDGSL3202B-5 | 2015-04-01 | 2030-12-31 | 225 | 260 | 205 | 175
16168 | Rinnai Demand Duo Solar | Split System DDGSL3202B-6 | 2015-04-01 | 2030-12-31 | 270 | 312 | 246 | 210
16169 | Rinnai Demand Duo Solar | Split System DDGSL3202B-7 | 2015-04-01 | 2030-12-31 | 315 | 364 | 287 | 245
16170 | Rinnai Demand Duo Solar | Split System DDGSL3202B-8 | 2015-04-01 | 2030-12-31 | 360 | 416 | 328 | 280
16171 | Rinnai Demand Duo Solar | Split System DDGSL3202B-9 | 2015-04-01 | 2030-12-31 | 405 | 468 | 369 | 315
16172 | Rinnai Demand Duo Solar | Split System DDGSL3203B-10 | 2015-04-01 | 2030-12-31 | 690 | 800 | 630 | 540
16173 | Rinnai Demand Duo Solar | Split System DDGSL3203B-3 | 2015-04-01 | 2030-12-31 | 207 | 240 | 189 | 162
16174 | Rinnai Demand Duo Solar | Split System DDGSL3203B-4 | 2015-04-01 | 2030-12-31 | 276 | 320 | 252 | 216
16175 | Rinnai Demand Duo Solar | Split System DDGSL3203B-5 | 2015-04-01 | 2030-12-31 | 345 | 400 | 315 | 270
16176 | Rinnai Demand Duo Solar | Split System DDGSL3203B-6 | 2015-04-01 | 2030-12-31 | 414 | 480 | 378 | 324
16177 | Rinnai Demand Duo Solar | Split System DDGSL3203B-7 | 2015-04-01 | 2030-12-31 | 483 | 560 | 441 | 378
16178 | Rinnai Demand Duo Solar | Split System DDGSL3203B-8 | 2015-04-01 | 2030-12-31 | 552 | 640 | 504 | 432
16179 | Rinnai Demand Duo Solar | Split System DDGSL3203B-9 | 2015-04-01 | 2030-12-31 | 621 | 720 | 567 | 486
16180 | Rinnai Demand Duo Solar | Split System DDGSL3204B-10 | 2015-04-01 | 2030-12-31 | 880 | 1010 | 810 | 690
16181 | Rinnai Demand Duo Solar | Split System DDGSL3204B-3 | 2015-04-01 | 2030-12-31 | 264 | 303 | 243 | 207
16182 | Rinnai Demand Duo Solar | Split System DDGSL3204B-4 | 2015-04-01 | 2030-12-31 | 352 | 404 | 324 | 276
16183 | Rinnai Demand Duo Solar | Split System DDGSL3204B-5 | 2015-04-01 | 2030-12-31 | 440 | 505 | 405 | 345
16184 | Rinnai Demand Duo Solar | Split System DDGSL3204B-6 | 2015-04-01 | 2030-12-31 | 528 | 606 | 486 | 414
16185 | Rinnai Demand Duo Solar | Split System DDGSL3204B-7 | 2015-04-01 | 2030-12-31 | 616 | 707 | 567 | 483
16186 | Rinnai Demand Duo Solar | Split System DDGSL3204B-8 | 2015-04-01 | 2030-12-31 | 704 | 808 | 648 | 552
16187 | Rinnai Demand Duo Solar | Split System DDGSL3204B-9 | 2015-04-01 | 2030-12-31 | 792 | 909 | 729 | 621
16188 | Rinnai Demand Duo Solar | Split System DDSG270A2B-10 | 2018-04-23 | 2030-12-31 | 490 | 580 | 460 | 400
16189 | Rinnai Demand Duo Solar | Split System DDSG270A2B-3 | 2018-04-23 | 2030-12-31 | 147 | 174 | 138 | 120
16190 | Rinnai Demand Duo Solar | Split System DDSG270A2B-4 | 2018-04-23 | 2030-12-31 | 196 | 232 | 184 | 160
16191 | Rinnai Demand Duo Solar | Split System DDSG270A2B-5 | 2018-04-23 | 2030-12-31 | 245 | 290 | 230 | 200
16192 | Rinnai Demand Duo Solar | Split System DDSG270A2B-6 | 2018-04-23 | 2030-12-31 | 294 | 348 | 276 | 240
16193 | Rinnai Demand Duo Solar | Split System DDSG270A2B-7 | 2018-04-23 | 2030-12-31 | 343 | 406 | 322 | 280
16194 | Rinnai Demand Duo Solar | Split System DDSG270A2B-8 | 2018-04-23 | 2030-12-31 | 392 | 464 | 368 | 320
16195 | Rinnai Demand Duo Solar | Split System DDSG270A2B-9 | 2018-04-23 | 2030-12-31 | 441 | 522 | 414 | 360
16196 | Rinnai Demand Duo Solar | Split System DDSG270A3B-10 | 2018-04-23 | 2030-12-31 | 770 | 890 | 720 | 630
16197 | Rinnai Demand Duo Solar | Split System DDSG270A3B-3 | 2018-04-23 | 2030-12-31 | 231 | 267 | 216 | 189
16198 | Rinnai Demand Duo Solar | Split System DDSG270A3B-4 | 2018-04-23 | 2030-12-31 | 308 | 356 | 288 | 252
16199 | Rinnai Demand Duo Solar | Split System DDSG270A3B-5 | 2018-04-23 | 2030-12-31 | 385 | 445 | 360 | 315
16200 | Rinnai Demand Duo Solar | Split System DDSG270A3B-6 | 2018-04-23 | 2030-12-31 | 462 | 534 | 432 | 378
16201 | Rinnai Demand Duo Solar | Split System DDSG270A3B-7 | 2018-04-23 | 2030-12-31 | 539 | 623 | 504 | 441
16202 | Rinnai Demand Duo Solar | Split System DDSG270A3B-8 | 2018-04-23 | 2030-12-31 | 616 | 712 | 576 | 504
16203 | Rinnai Demand Duo Solar | Split System DDSG270A3B-9 | 2018-04-23 | 2030-12-31 | 693 | 801 | 648 | 567
16204 | Rinnai Demand Duo Solar | Split System DDSG270AEVT30A-10 | 2018-04-23 | 2030-12-31 | 420 | 490 | 400 | 350
16205 | Rinnai Demand Duo Solar | Split System DDSG270AEVT30A-3 | 2018-04-23 | 2030-12-31 | 126 | 147 | 120 | 105
16206 | Rinnai Demand Duo Solar | Split System DDSG270AEVT30A-4 | 2018-04-23 | 2030-12-31 | 168 | 196 | 160 | 140
16207 | Rinnai Demand Duo Solar | Split System DDSG270AEVT30A-5 | 2018-04-23 | 2030-12-31 | 210 | 245 | 200 | 175
16208 | Rinnai Demand Duo Solar | Split System DDSG270AEVT30A-6 | 2018-04-23 | 2030-12-31 | 252 | 294 | 240 | 210
16209 | Rinnai Demand Duo Solar | Split System DDSG270AEVT30A-7 | 2018-04-23 | 2030-12-31 | 294 | 343 | 280 | 245
16210 | Rinnai Demand Duo Solar | Split System DDSG270AEVT30A-8 | 2018-04-23 | 2030-12-31 | 336 | 392 | 320 | 280
16211 | Rinnai Demand Duo Solar | Split System DDSG270AEVT30A-9 | 2018-04-23 | 2030-12-31 | 378 | 441 | 360 | 315
16212 | Rinnai Demand Duo Solar | Split System DDSG270AEVT40A-10 | 2018-04-23 | 2030-12-31 | 600 | 680 | 560 | 490
16213 | Rinnai Demand Duo Solar | Split System DDSG270AEVT40A-3 | 2018-04-23 | 2030-12-31 | 180 | 204 | 168 | 147
16214 | Rinnai Demand Duo Solar | Split System DDSG270AEVT40A-4 | 2018-04-23 | 2030-12-31 | 240 | 272 | 224 | 196
16215 | Rinnai Demand Duo Solar | Split System DDSG270AEVT40A-5 | 2018-04-23 | 2030-12-31 | 300 | 340 | 280 | 245
16216 | Rinnai Demand Duo Solar | Split System DDSG270AEVT40A-6 | 2018-04-23 | 2030-12-31 | 360 | 408 | 336 | 294
16217 | Rinnai Demand Duo Solar | Split System DDSG270AEVT40A-7 | 2018-04-23 | 2030-12-31 | 420 | 476 | 392 | 343
16218 | Rinnai Demand Duo Solar | Split System DDSG270AEVT40A-8 | 2018-04-23 | 2030-12-31 | 480 | 544 | 448 | 392
16219 | Rinnai Demand Duo Solar | Split System DDSG270AEVT40A-9 | 2018-04-23 | 2030-12-31 | 540 | 612 | 504 | 441
16220 | Rinnai Demand Duo Solar | Split System DDSG320A2B-10 | 2018-04-23 | 2030-12-31 | 490 | 580 | 460 | 400
16221 | Rinnai Demand Duo Solar | Split System DDSG320A2B-3 | 2018-04-23 | 2030-12-31 | 147 | 174 | 138 | 120
16222 | Rinnai Demand Duo Solar | Split System DDSG320A2B-4 | 2018-04-23 | 2030-12-31 | 196 | 232 | 184 | 160
16223 | Rinnai Demand Duo Solar | Split System DDSG320A2B-5 | 2018-04-23 | 2030-12-31 | 245 | 290 | 230 | 200
16224 | Rinnai Demand Duo Solar | Split System DDSG320A2B-6 | 2018-04-23 | 2030-12-31 | 294 | 348 | 276 | 240
16225 | Rinnai Demand Duo Solar | Split System DDSG320A2B-7 | 2018-04-23 | 2030-12-31 | 343 | 406 | 322 | 280
16226 | Rinnai Demand Duo Solar | Split System DDSG320A2B-8 | 2018-04-23 | 2030-12-31 | 392 | 464 | 368 | 320
16227 | Rinnai Demand Duo Solar | Split System DDSG320A2B-9 | 2018-04-23 | 2030-12-31 | 441 | 522 | 414 | 360
16228 | Rinnai Demand Duo Solar | Split System DDSG320A3B-10 | 2018-04-23 | 2030-12-31 | 790 | 910 | 740 | 640
16229 | Rinnai Demand Duo Solar | Split System DDSG320A3B-3 | 2018-04-23 | 2030-12-31 | 237 | 273 | 222 | 192
16230 | Rinnai Demand Duo Solar | Split System DDSG320A3B-4 | 2018-04-23 | 2030-12-31 | 316 | 364 | 296 | 256
16231 | Rinnai Demand Duo Solar | Split System DDSG320A3B-5 | 2018-04-23 | 2030-12-31 | 395 | 455 | 370 | 320
16232 | Rinnai Demand Duo Solar | Split System DDSG320A3B-6 | 2018-04-23 | 2030-12-31 | 474 | 546 | 444 | 384
16233 | Rinnai Demand Duo Solar | Split System DDSG320A3B-7 | 2018-04-23 | 2030-12-31 | 553 | 637 | 518 | 448
16234 | Rinnai Demand Duo Solar | Split System DDSG320A3B-8 | 2018-04-23 | 2030-12-31 | 632 | 728 | 592 | 512
16235 | Rinnai Demand Duo Solar | Split System DDSG320A3B-9 | 2018-04-23 | 2030-12-31 | 711 | 819 | 666 | 576
16236 | Rinnai Demand Duo Solar | Split System DDSG320A4B-10 | 2018-04-23 | 2030-12-31 | 1050 | 1200 | 980 | 860
16237 | Rinnai Demand Duo Solar | Split System DDSG320A4B-3 | 2018-04-23 | 2030-12-31 | 315 | 360 | 294 | 258
16238 | Rinnai Demand Duo Solar | Split System DDSG320A4B-4 | 2018-04-23 | 2030-12-31 | 420 | 480 | 392 | 344
16239 | Rinnai Demand Duo Solar | Split System DDSG320A4B-5 | 2018-04-23 | 2030-12-31 | 525 | 600 | 490 | 430
16240 | Rinnai Demand Duo Solar | Split System DDSG320A4B-6 | 2018-04-23 | 2030-12-31 | 630 | 720 | 588 | 516
16241 | Rinnai Demand Duo Solar | Split System DDSG320A4B-7 | 2018-04-23 | 2030-12-31 | 735 | 840 | 686 | 602
16242 | Rinnai Demand Duo Solar | Split System DDSG320A4B-8 | 2018-04-23 | 2030-12-31 | 840 | 960 | 784 | 688
16243 | Rinnai Demand Duo Solar | Split System DDSG320A4B-9 | 2018-04-23 | 2030-12-31 | 945 | 1080 | 882 | 774
16244 | Rinnai Demand Duo Solar | Split System DDSG320AEVT30A-10 | 2018-04-23 | 2030-12-31 | 420 | 480 | 390 | 340
16245 | Rinnai Demand Duo Solar | Split System DDSG320AEVT30A-3 | 2018-04-23 | 2030-12-31 | 126 | 144 | 117 | 102
16246 | Rinnai Demand Duo Solar | Split System DDSG320AEVT30A-4 | 2018-04-23 | 2030-12-31 | 168 | 192 | 156 | 136
16247 | Rinnai Demand Duo Solar | Split System DDSG320AEVT30A-5 | 2018-04-23 | 2030-12-31 | 210 | 240 | 195 | 170
16248 | Rinnai Demand Duo Solar | Split System DDSG320AEVT30A-6 | 2018-04-23 | 2030-12-31 | 252 | 288 | 234 | 204
16249 | Rinnai Demand Duo Solar | Split System DDSG320AEVT30A-7 | 2018-04-23 | 2030-12-31 | 294 | 336 | 273 | 238
16250 | Rinnai Demand Duo Solar | Split System DDSG320AEVT30A-8 | 2018-04-23 | 2030-12-31 | 336 | 384 | 312 | 272
16251 | Rinnai Demand Duo Solar | Split System DDSG320AEVT30A-9 | 2018-04-23 | 2030-12-31 | 378 | 432 | 351 | 306
16252 | Rinnai Demand Duo Solar | Split System DDSG320AEVT40A-10 | 2018-04-23 | 2030-12-31 | 590 | 680 | 560 | 490
16253 | Rinnai Demand Duo Solar | Split System DDSG320AEVT40A-3 | 2018-04-23 | 2030-12-31 | 177 | 204 | 168 | 147
16254 | Rinnai Demand Duo Solar | Split System DDSG320AEVT40A-4 | 2018-04-23 | 2030-12-31 | 236 | 272 | 224 | 196
16255 | Rinnai Demand Duo Solar | Split System DDSG320AEVT40A-5 | 2018-04-23 | 2030-12-31 | 295 | 340 | 280 | 245
16256 | Rinnai Demand Duo Solar | Split System DDSG320AEVT40A-6 | 2018-04-23 | 2030-12-31 | 354 | 408 | 336 | 294
16257 | Rinnai Demand Duo Solar | Split System DDSG320AEVT40A-7 | 2018-04-23 | 2030-12-31 | 413 | 476 | 392 | 343
16258 | Rinnai Demand Duo Solar | Split System DDSG320AEVT40A-8 | 2018-04-23 | 2030-12-31 | 472 | 544 | 448 | 392
16259 | Rinnai Demand Duo Solar | Split System DDSG320AEVT40A-9 | 2018-04-23 | 2030-12-31 | 531 | 612 | 504 | 441
16260 | Rinnai Demand Duo Solar | Split System DDSG320AEVT50A-10 | 2018-04-23 | 2030-12-31 | 770 | 880 | 720 | 640
16261 | Rinnai Demand Duo Solar | Split System DDSG320AEVT50A-3 | 2018-04-23 | 2030-12-31 | 231 | 264 | 216 | 192
16262 | Rinnai Demand Duo Solar | Split System DDSG320AEVT50A-4 | 2018-04-23 | 2030-12-31 | 308 | 352 | 288 | 256
16263 | Rinnai Demand Duo Solar | Split System DDSG320AEVT50A-5 | 2018-04-23 | 2030-12-31 | 385 | 440 | 360 | 320
16264 | Rinnai Demand Duo Solar | Split System DDSG320AEVT50A-6 | 2018-04-23 | 2030-12-31 | 462 | 528 | 432 | 384
16265 | Rinnai Demand Duo Solar | Split System DDSG320AEVT50A-7 | 2018-04-23 | 2030-12-31 | 539 | 616 | 504 | 448
16266 | Rinnai Demand Duo Solar | Split System DDSG320AEVT50A-8 | 2018-04-23 | 2030-12-31 | 616 | 704 | 576 | 512
16267 | Rinnai Demand Duo Solar | Split System DDSG320AEVT50A-9 | 2018-04-23 | 2030-12-31 | 693 | 792 | 648 | 576
16268 | Rinnai Demand Duo Solar | Split System DDSS2502A-10 | 2012-10-15 | 2030-12-31 | 490 | 570 | 460 | 390
16269 | Rinnai Demand Duo Solar | Split System DDSS2502A-3 | 2012-10-15 | 2030-12-31 | 147 | 171 | 138 | 117
16270 | Rinnai Demand Duo Solar | Split System DDSS2502A-4 | 2012-10-15 | 2030-12-31 | 196 | 228 | 184 | 156
16271 | Rinnai Demand Duo Solar | Split System DDSS2502A-5 | 2012-10-15 | 2030-12-31 | 245 | 285 | 230 | 195
16272 | Rinnai Demand Duo Solar | Split System DDSS2502A-6 | 2012-10-15 | 2030-12-31 | 294 | 342 | 276 | 234
16273 | Rinnai Demand Duo Solar | Split System DDSS2502A-7 | 2012-10-15 | 2030-12-31 | 343 | 399 | 322 | 273
16274 | Rinnai Demand Duo Solar | Split System DDSS2502A-8 | 2012-10-15 | 2030-12-31 | 392 | 456 | 368 | 312
16275 | Rinnai Demand Duo Solar | Split System DDSS2502A-9 | 2012-10-15 | 2030-12-31 | 441 | 513 | 414 | 351
16276 | Rinnai Demand Duo Solar | Split System DDSS2502B-10 | 2015-04-01 | 2030-12-31 | 480 | 560 | 440 | 380
16277 | Rinnai Demand Duo Solar | Split System DDSS2502B-3 | 2015-04-01 | 2030-12-31 | 144 | 168 | 132 | 114
16278 | Rinnai Demand Duo Solar | Split System DDSS2502B-4 | 2015-04-01 | 2030-12-31 | 192 | 224 | 176 | 152
16279 | Rinnai Demand Duo Solar | Split System DDSS2502B-5 | 2015-04-01 | 2030-12-31 | 240 | 280 | 220 | 190
16280 | Rinnai Demand Duo Solar | Split System DDSS2502B-6 | 2015-04-01 | 2030-12-31 | 288 | 336 | 264 | 228
16281 | Rinnai Demand Duo Solar | Split System DDSS2502B-7 | 2015-04-01 | 2030-12-31 | 336 | 392 | 308 | 266
16282 | Rinnai Demand Duo Solar | Split System DDSS2502B-8 | 2015-04-01 | 2030-12-31 | 384 | 448 | 352 | 304
16283 | Rinnai Demand Duo Solar | Split System DDSS2502B-9 | 2015-04-01 | 2030-12-31 | 432 | 504 | 396 | 342
16284 | Rinnai Demand Duo Solar | Split System DDSS2503A-10 | 2012-10-15 | 2030-12-31 | 730 | 830 | 670 | 570
16285 | Rinnai Demand Duo Solar | Split System DDSS2503A-3 | 2012-10-15 | 2030-12-31 | 219 | 249 | 201 | 171
16286 | Rinnai Demand Duo Solar | Split System DDSS2503A-4 | 2012-10-15 | 2030-12-31 | 292 | 332 | 268 | 228
16287 | Rinnai Demand Duo Solar | Split System DDSS2503A-5 | 2012-10-15 | 2030-12-31 | 365 | 415 | 335 | 285
16288 | Rinnai Demand Duo Solar | Split System DDSS2503A-6 | 2012-10-15 | 2030-12-31 | 438 | 498 | 402 | 342
16289 | Rinnai Demand Duo Solar | Split System DDSS2503A-7 | 2012-10-15 | 2030-12-31 | 511 | 581 | 469 | 399
16290 | Rinnai Demand Duo Solar | Split System DDSS2503A-8 | 2012-10-15 | 2030-12-31 | 584 | 664 | 536 | 456
16291 | Rinnai Demand Duo Solar | Split System DDSS2503A-9 | 2012-10-15 | 2030-12-31 | 657 | 747 | 603 | 513
16292 | Rinnai Demand Duo Solar | Split System DDSS2503B-10 | 2015-04-01 | 2030-12-31 | 710 | 810 | 650 | 560
16293 | Rinnai Demand Duo Solar | Split System DDSS2503B-3 | 2015-04-01 | 2030-12-31 | 213 | 243 | 195 | 168
16294 | Rinnai Demand Duo Solar | Split System DDSS2503B-4 | 2015-04-01 | 2030-12-31 | 284 | 324 | 260 | 224
16295 | Rinnai Demand Duo Solar | Split System DDSS2503B-5 | 2015-04-01 | 2030-12-31 | 355 | 405 | 325 | 280
16296 | Rinnai Demand Duo Solar | Split System DDSS2503B-6 | 2015-04-01 | 2030-12-31 | 426 | 486 | 390 | 336
16297 | Rinnai Demand Duo Solar | Split System DDSS2503B-7 | 2015-04-01 | 2030-12-31 | 497 | 567 | 455 | 392
16298 | Rinnai Demand Duo Solar | Split System DDSS2503B-8 | 2015-04-01 | 2030-12-31 | 568 | 648 | 520 | 448
16299 | Rinnai Demand Duo Solar | Split System DDSS2503B-9 | 2015-04-01 | 2030-12-31 | 639 | 729 | 585 | 504
16300 | Rinnai Demand Duo Solar | Split System DDSS250EVT30A-10 | 2013-06-24 | 2030-12-31 | 430 | 490 | 400 | 340
16301 | Rinnai Demand Duo Solar | Split System DDSS250EVT30A-3 | 2013-06-24 | 2030-12-31 | 129 | 147 | 120 | 102
16302 | Rinnai Demand Duo Solar | Split System DDSS250EVT30A-4 | 2013-06-24 | 2030-12-31 | 172 | 196 | 160 | 136
16303 | Rinnai Demand Duo Solar | Split System DDSS250EVT30A-5 | 2013-06-24 | 2030-12-31 | 215 | 245 | 200 | 170
16304 | Rinnai Demand Duo Solar | Split System DDSS250EVT30A-6 | 2013-06-24 | 2030-12-31 | 258 | 294 | 240 | 204
16305 | Rinnai Demand Duo Solar | Split System DDSS250EVT30A-7 | 2013-06-24 | 2030-12-31 | 301 | 343 | 280 | 238
16306 | Rinnai Demand Duo Solar | Split System DDSS250EVT30A-8 | 2013-06-24 | 2030-12-31 | 344 | 392 | 320 | 272
16307 | Rinnai Demand Duo Solar | Split System DDSS250EVT30A-9 | 2013-06-24 | 2030-12-31 | 387 | 441 | 360 | 306
16308 | Rinnai Demand Duo Solar | Split System DDSS250EVT40A-10 | 2013-06-24 | 2030-12-31 | 590 | 670 | 540 | 470
16309 | Rinnai Demand Duo Solar | Split System DDSS250EVT40A-3 | 2013-06-24 | 2030-12-31 | 177 | 201 | 162 | 141
16310 | Rinnai Demand Duo Solar | Split System DDSS250EVT40A-4 | 2013-06-24 | 2030-12-31 | 236 | 268 | 216 | 188
16311 | Rinnai Demand Duo Solar | Split System DDSS250EVT40A-5 | 2013-06-24 | 2030-12-31 | 295 | 335 | 270 | 235
16312 | Rinnai Demand Duo Solar | Split System DDSS250EVT40A-6 | 2013-06-24 | 2030-12-31 | 354 | 402 | 324 | 282
16313 | Rinnai Demand Duo Solar | Split System DDSS250EVT40A-7 | 2013-06-24 | 2030-12-31 | 413 | 469 | 378 | 329
16314 | Rinnai Demand Duo Solar | Split System DDSS250EVT40A-8 | 2013-06-24 | 2030-12-31 | 472 | 536 | 432 | 376
16315 | Rinnai Demand Duo Solar | Split System DDSS250EVT40A-9 | 2013-06-24 | 2030-12-31 | 531 | 603 | 486 | 423
16316 | Rinnai Demand Duo Solar | Split System DDSS3152A-10 | 2012-10-15 | 2030-12-31 | 490 | 570 | 460 | 390
16317 | Rinnai Demand Duo Solar | Split System DDSS3152A-3 | 2012-10-15 | 2030-12-31 | 147 | 171 | 138 | 117
16318 | Rinnai Demand Duo Solar | Split System DDSS3152A-4 | 2012-10-15 | 2030-12-31 | 196 | 228 | 184 | 156
16319 | Rinnai Demand Duo Solar | Split System DDSS3152A-5 | 2012-10-15 | 2030-12-31 | 245 | 285 | 230 | 195
16320 | Rinnai Demand Duo Solar | Split System DDSS3152A-6 | 2012-10-15 | 2030-12-31 | 294 | 342 | 276 | 234
16321 | Rinnai Demand Duo Solar | Split System DDSS3152A-7 | 2012-10-15 | 2030-12-31 | 343 | 399 | 322 | 273
16322 | Rinnai Demand Duo Solar | Split System DDSS3152A-8 | 2012-10-15 | 2030-12-31 | 392 | 456 | 368 | 312
16323 | Rinnai Demand Duo Solar | Split System DDSS3152A-9 | 2012-10-15 | 2030-12-31 | 441 | 513 | 414 | 351
16324 | Rinnai Demand Duo Solar | Split System DDSS3152B-10 | 2015-04-01 | 2030-12-31 | 480 | 560 | 440 | 380
16325 | Rinnai Demand Duo Solar | Split System DDSS3152B-3 | 2015-04-01 | 2030-12-31 | 144 | 168 | 132 | 114
16326 | Rinnai Demand Duo Solar | Split System DDSS3152B-4 | 2015-04-01 | 2030-12-31 | 192 | 224 | 176 | 152
16327 | Rinnai Demand Duo Solar | Split System DDSS3152B-5 | 2015-04-01 | 2030-12-31 | 240 | 280 | 220 | 190
16328 | Rinnai Demand Duo Solar | Split System DDSS3152B-6 | 2015-04-01 | 2030-12-31 | 288 | 336 | 264 | 228
16329 | Rinnai Demand Duo Solar | Split System DDSS3152B-7 | 2015-04-01 | 2030-12-31 | 336 | 392 | 308 | 266
16330 | Rinnai Demand Duo Solar | Split System DDSS3152B-8 | 2015-04-01 | 2030-12-31 | 384 | 448 | 352 | 304
16331 | Rinnai Demand Duo Solar | Split System DDSS3152B-9 | 2015-04-01 | 2030-12-31 | 432 | 504 | 396 | 342
16332 | Rinnai Demand Duo Solar | Split System DDSS3153A-10 | 2012-10-15 | 2030-12-31 | 750 | 870 | 690 | 590
16333 | Rinnai Demand Duo Solar | Split System DDSS3153A-3 | 2012-10-15 | 2030-12-31 | 225 | 261 | 207 | 177
16334 | Rinnai Demand Duo Solar | Split System DDSS3153A-4 | 2012-10-15 | 2030-12-31 | 300 | 348 | 276 | 236
16335 | Rinnai Demand Duo Solar | Split System DDSS3153A-5 | 2012-10-15 | 2030-12-31 | 375 | 435 | 345 | 295
16336 | Rinnai Demand Duo Solar | Split System DDSS3153A-6 | 2012-10-15 | 2030-12-31 | 450 | 522 | 414 | 354
16337 | Rinnai Demand Duo Solar | Split System DDSS3153A-7 | 2012-10-15 | 2030-12-31 | 525 | 609 | 483 | 413
16338 | Rinnai Demand Duo Solar | Split System DDSS3153A-8 | 2012-10-15 | 2030-12-31 | 600 | 696 | 552 | 472
16339 | Rinnai Demand Duo Solar | Split System DDSS3153A-9 | 2012-10-15 | 2030-12-31 | 675 | 783 | 621 | 531
16340 | Rinnai Demand Duo Solar | Split System DDSS3153B-10 | 2015-04-01 | 2030-12-31 | 730 | 850 | 670 | 580
16341 | Rinnai Demand Duo Solar | Split System DDSS3153B-3 | 2015-04-01 | 2030-12-31 | 219 | 255 | 201 | 174
16342 | Rinnai Demand Duo Solar | Split System DDSS3153B-4 | 2015-04-01 | 2030-12-31 | 292 | 340 | 268 | 232
16343 | Rinnai Demand Duo Solar | Split System DDSS3153B-5 | 2015-04-01 | 2030-12-31 | 365 | 425 | 335 | 290
16344 | Rinnai Demand Duo Solar | Split System DDSS3153B-6 | 2015-04-01 | 2030-12-31 | 438 | 510 | 402 | 348
16345 | Rinnai Demand Duo Solar | Split System DDSS3153B-7 | 2015-04-01 | 2030-12-31 | 511 | 595 | 469 | 406
16346 | Rinnai Demand Duo Solar | Split System DDSS3153B-8 | 2015-04-01 | 2030-12-31 | 584 | 680 | 536 | 464
16347 | Rinnai Demand Duo Solar | Split System DDSS3153B-9 | 2015-04-01 | 2030-12-31 | 657 | 765 | 603 | 522
16348 | Rinnai Demand Duo Solar | Split System DDSS3154A-10 | 2012-10-15 | 2030-12-31 | 970 | 1100 | 890 | 760
16349 | Rinnai Demand Duo Solar | Split System DDSS3154A-3 | 2012-10-15 | 2030-12-31 | 291 | 330 | 267 | 228
16350 | Rinnai Demand Duo Solar | Split System DDSS3154A-4 | 2012-10-15 | 2030-12-31 | 388 | 440 | 356 | 304
16351 | Rinnai Demand Duo Solar | Split System DDSS3154A-5 | 2012-10-15 | 2030-12-31 | 485 | 550 | 445 | 380
16352 | Rinnai Demand Duo Solar | Split System DDSS3154A-6 | 2012-10-15 | 2030-12-31 | 582 | 660 | 534 | 456
16353 | Rinnai Demand Duo Solar | Split System DDSS3154A-7 | 2012-10-15 | 2030-12-31 | 679 | 770 | 623 | 532
16354 | Rinnai Demand Duo Solar | Split System DDSS3154A-8 | 2012-10-15 | 2030-12-31 | 776 | 880 | 712 | 608
16355 | Rinnai Demand Duo Solar | Split System DDSS3154A-9 | 2012-10-15 | 2030-12-31 | 873 | 990 | 801 | 684
16356 | Rinnai Demand Duo Solar | Split System DDSS3154B-10 | 2015-04-01 | 2030-12-31 | 940 | 1070 | 860 | 740
16357 | Rinnai Demand Duo Solar | Split System DDSS3154B-3 | 2015-04-01 | 2030-12-31 | 282 | 321 | 258 | 222
16358 | Rinnai Demand Duo Solar | Split System DDSS3154B-4 | 2015-04-01 | 2030-12-31 | 376 | 428 | 344 | 296
16359 | Rinnai Demand Duo Solar | Split System DDSS3154B-5 | 2015-04-01 | 2030-12-31 | 470 | 535 | 430 | 370
16360 | Rinnai Demand Duo Solar | Split System DDSS3154B-6 | 2015-04-01 | 2030-12-31 | 564 | 642 | 516 | 444
16361 | Rinnai Demand Duo Solar | Split System DDSS3154B-7 | 2015-04-01 | 2030-12-31 | 658 | 749 | 602 | 518
16362 | Rinnai Demand Duo Solar | Split System DDSS3154B-8 | 2015-04-01 | 2030-12-31 | 752 | 856 | 688 | 592
16363 | Rinnai Demand Duo Solar | Split System DDSS3154B-9 | 2015-04-01 | 2030-12-31 | 846 | 963 | 774 | 666
16364 | Rinnai Demand Duo Solar | Split System DDSS315EVT30A-10 | 2013-06-24 | 2030-12-31 | 430 | 490 | 390 | 340
16365 | Rinnai Demand Duo Solar | Split System DDSS315EVT30A-3 | 2013-06-24 | 2030-12-31 | 129 | 147 | 117 | 102
16366 | Rinnai Demand Duo Solar | Split System DDSS315EVT30A-4 | 2013-06-24 | 2030-12-31 | 172 | 196 | 156 | 136
16367 | Rinnai Demand Duo Solar | Split System DDSS315EVT30A-5 | 2013-06-24 | 2030-12-31 | 215 | 245 | 195 | 170
16368 | Rinnai Demand Duo Solar | Split System DDSS315EVT30A-6 | 2013-06-24 | 2030-12-31 | 258 | 294 | 234 | 204
16369 | Rinnai Demand Duo Solar | Split System DDSS315EVT30A-7 | 2013-06-24 | 2030-12-31 | 301 | 343 | 273 | 238
16370 | Rinnai Demand Duo Solar | Split System DDSS315EVT30A-8 | 2013-06-24 | 2030-12-31 | 344 | 392 | 312 | 272
16371 | Rinnai Demand Duo Solar | Split System DDSS315EVT30A-9 | 2013-06-24 | 2030-12-31 | 387 | 441 | 351 | 306
16372 | Rinnai Demand Duo Solar | Split System DDSS315EVT40A-10 | 2013-06-24 | 2030-12-31 | 590 | 670 | 540 | 470
16373 | Rinnai Demand Duo Solar | Split System DDSS315EVT40A-3 | 2013-06-24 | 2030-12-31 | 177 | 201 | 162 | 141
16374 | Rinnai Demand Duo Solar | Split System DDSS315EVT40A-4 | 2013-06-24 | 2030-12-31 | 236 | 268 | 216 | 188
16375 | Rinnai Demand Duo Solar | Split System DDSS315EVT40A-5 | 2013-06-24 | 2030-12-31 | 295 | 335 | 270 | 235
16376 | Rinnai Demand Duo Solar | Split System DDSS315EVT40A-6 | 2013-06-24 | 2030-12-31 | 354 | 402 | 324 | 282
16377 | Rinnai Demand Duo Solar | Split System DDSS315EVT40A-7 | 2013-06-24 | 2030-12-31 | 413 | 469 | 378 | 329
16378 | Rinnai Demand Duo Solar | Split System DDSS315EVT40A-8 | 2013-06-24 | 2030-12-31 | 472 | 536 | 432 | 376
16379 | Rinnai Demand Duo Solar | Split System DDSS315EVT40A-9 | 2013-06-24 | 2030-12-31 | 531 | 603 | 486 | 423
16380 | Rinnai Demand Duo Solar | Split System DDSS315EVT50A-10 | 2013-06-24 | 2030-12-31 | 740 | 850 | 690 | 600
16381 | Rinnai Demand Duo Solar | Split System DDSS315EVT50A-3 | 2013-06-24 | 2030-12-31 | 222 | 255 | 207 | 180
16382 | Rinnai Demand Duo Solar | Split System DDSS315EVT50A-4 | 2013-06-24 | 2030-12-31 | 296 | 340 | 276 | 240
16383 | Rinnai Demand Duo Solar | Split System DDSS315EVT50A-5 | 2013-06-24 | 2030-12-31 | 370 | 425 | 345 | 300
16384 | Rinnai Demand Duo Solar | Split System DDSS315EVT50A-6 | 2013-06-24 | 2030-12-31 | 444 | 510 | 414 | 360
16385 | Rinnai Demand Duo Solar | Split System DDSS315EVT50A-7 | 2013-06-24 | 2030-12-31 | 518 | 595 | 483 | 420
16386 | Rinnai Demand Duo Solar | Split System DDSS315EVT50A-8 | 2013-06-24 | 2030-12-31 | 592 | 680 | 552 | 480
16387 | Rinnai Demand Duo Solar | Split System DDSS315EVT50A-9 | 2013-06-24 | 2030-12-31 | 666 | 765 | 621 | 540
16388 | Solar Lord | 10350U690-1800MP28 | 2011-05-30 | 2030-12-31 | 1188 | 1297 | 1039 | 861
16389 | Solar Lord | 10800U540-900MP24 | 2011-05-30 | 2030-12-31 | 652 | 679 | 543 | 419
16390 | Solar Lord | 10800U720-1800MP32 | 2011-05-30 | 2030-12-31 | 1239 | 1353 | 1084 | 898
16391 | Solar Lord | 11250U750-1800MP32 | 2011-05-30 | 2030-12-31 | 1291 | 1410 | 1130 | 936
16392 | Solar Lord | 11700U780-1800MP40 | 2011-05-30 | 2030-12-31 | 1343 | 1466 | 1175 | 973
16393 | Solar Lord | 12150U810-1800MP40 | 2011-05-30 | 2030-12-31 | 1394 | 1522 | 1220 | 1010
16394 | Solar Lord | 12600U840-2250MP20 | 2011-05-30 | 2030-12-31 | 1446 | 1579 | 1265 | 1048
16395 | Solar Lord | 13050U870-2250MP25 | 2011-05-30 | 2030-12-31 | 1498 | 1635 | 1310 | 1085
16396 | Solar Lord | 13500U900-2250MP30 | 2011-05-30 | 2030-12-31 | 1549 | 1692 | 1356 | 1123
16397 | Solar Lord | 1800U90-450MP3 | 2011-05-30 | 2030-12-31 | 108 | 113 | 90 | 69
16398 | Solar Lord | 2250U150-450MP6 | 2011-05-30 | 2030-12-31 | 258 | 282 | 226 | 187
16399 | Solar Lord | 2700U135-450MP5 | 2011-05-30 | 2030-12-31 | 163 | 169 | 135 | 104
16400 | Solar Lord | 2700U180-450MP8 | 2011-05-30 | 2030-12-31 | 309 | 338 | 271 | 224
16401 | Solar Lord | 3150U210-450MP10 | 2011-05-30 | 2030-12-31 | 361 | 394 | 316 | 262
16402 | Solar Lord | 3600U180-450MP6 | 2011-05-30 | 2030-12-31 | 217 | 226 | 181 | 139
16403 | Solar Lord | 3600U240-450MP12 | 2011-05-30 | 2030-12-31 | 413 | 451 | 361 | 299
16404 | Solar Lord | 4050U270-450MP14 | 2011-05-30 | 2030-12-31 | 464 | 507 | 406 | 336
16405 | Solar Lord | 4500U225-450MP8 | 2011-05-30 | 2030-12-31 | 272 | 283 | 226 | 174
16406 | Solar Lord | 4500U300-900MP12 | 2011-05-30 | 2030-12-31 | 516 | 564 | 452 | 374
16407 | Solar Lord | 4850U390-900MP20 | 2011-05-30 | 2030-12-31 | 671 | 733 | 587 | 486
16408 | Solar Lord | 4950U330-900MP16 | 2011-05-30 | 2030-12-31 | 568 | 620 | 497 | 411
16409 | Solar Lord | 5400U270-450MP9 | 2011-05-30 | 2030-12-31 | 326 | 339 | 271 | 209
16410 | Solar Lord | 5400U360-900MP18 | 2011-05-30 | 2030-12-31 | 619 | 676 | 542 | 449
16411 | Solar Lord | 6300U315-450MP10 | 2011-05-30 | 2030-12-31 | 380 | 396 | 317 | 244
16412 | Solar Lord | 6300U420-1350MP24 | 2011-05-30 | 2030-12-31 | 723 | 789 | 632 | 524
16413 | Solar Lord | 6750U450-1350MP18 | 2011-05-30 | 2030-12-31 | 774 | 846 | 678 | 561
16414 | Solar Lord | 7200U360-450MP12 | 2011-05-30 | 2030-12-31 | 435 | 452 | 362 | 279
16415 | Solar Lord | 7200U480-1350MP21 | 2011-05-30 | 2030-12-31 | 826 | 902 | 723 | 599
16416 | Solar Lord | 7650U510-1350MP24 | 2011-05-30 | 2030-12-31 | 878 | 958 | 768 | 636
16417 | Solar Lord | 8100U405-900MP8 | 2011-05-30 | 2030-12-31 | 489 | 509 | 407 | 314
16418 | Solar Lord | 8100U540-1350MP27 | 2011-05-30 | 2030-12-31 | 929 | 1015 | 813 | 673
16419 | Solar Lord | 8550U570-1350MP30 | 2011-05-30 | 2030-12-31 | 981 | 1071 | 858 | 711
16420 | Solar Lord | 9000U450-900MP12 | 2011-05-30 | 2030-12-31 | 544 | 566 | 453 | 349
16421 | Solar Lord | 9000U600-1800MP24 | 2011-05-30 | 2030-12-31 | 1033 | 1128 | 904 | 748
16422 | Solar Lord | 9450U630-1800MP24 | 2011-05-30 | 2030-12-31 | 1084 | 1184 | 949 | 786
16423 | Solar Lord | 9900U495-900MP16 | 2011-05-30 | 2030-12-31 | 598 | 622 | 498 | 384
16424 | Solar Lord | 9900U660-1800MP28 | 2011-05-30 | 2030-12-31 | 1136 | 1240 | 994 | 823
16425 | Solar Lord | E1350U90 | 2012-02-06 | 2030-12-31 | 185 | 207 | 168 | 146
16426 | Solar Lord | E1800U120 | 2012-02-06 | 2030-12-31 | 247 | 277 | 225 | 196
16427 | Solar Lord | E2250U150 | 2012-02-06 | 2030-12-31 | 305 | 342 | 278 | 241
16428 | Solar Lord | E2700U180 | 2012-02-06 | 2030-12-31 | 373 | 419 | 341 | 297
16429 | Solar Lord | E3150U210 | 2012-02-06 | 2030-12-31 | 430 | 480 | 391 | 339
16430 | Solar Lord | E3600U240 | 2012-02-06 | 2030-12-31 | 501 | 563 | 458 | 399
16431 | Solar Lord | E900U60 | 2012-02-06 | 2030-12-31 | 121 | 135 | 110 | 95
16432 | SolarArk | SAC-E-120-1260 | 2011-07-15 | 2030-12-31 | 169 | 192 | 154 | 133
16433 | SolarArk | SAC-E-120-1575 | 2011-07-15 | 2030-12-31 | 162 | 185 | 148 | 126
16434 | SolarArk | SAC-E-120-945 | 2011-07-15 | 2030-12-31 | 171 | 194 | 157 | 136
16435 | SolarArk | SAC-E-120-SS1260 | 2011-07-15 | 2030-12-31 | 161 | 183 | 146 | 125
16436 | SolarArk | SAC-E-120-SS1575 | 2011-07-15 | 2030-12-31 | 154 | 176 | 139 | 117
16437 | SolarArk | SAC-E-120-SS945 | 2011-07-15 | 2030-12-31 | 165 | 187 | 150 | 130
16438 | SolarArk | SAC-E-150-1575 | 2011-07-15 | 2030-12-31 | 212 | 241 | 194 | 167
16439 | SolarArk | SAC-E-150-SS1575 | 2011-07-15 | 2030-12-31 | 204 | 233 | 186 | 159
16440 | SolarArk | SAC-E-180-1890 | 2011-07-15 | 2030-12-31 | 253 | 287 | 231 | 199
16441 | SolarArk | SAC-E-180-SS1890 | 2011-07-15 | 2030-12-31 | 246 | 281 | 224 | 192
16442 | SolarArk | SAC-E-200-1575 | 2011-07-15 | 2030-12-31 | 291 | 331 | 267 | 233
16443 | SolarArk | SAC-E-200-SS1575 | 2011-07-15 | 2030-12-31 | 277 | 314 | 252 | 218
16444 | SolarArk | SAC-E-210-2205 | 2011-07-15 | 2030-12-31 | 300 | 341 | 274 | 237
16445 | SolarArk | SAC-E-210-SS2205 | 2011-07-15 | 2030-12-31 | 282 | 321 | 256 | 219
16446 | SolarArk | SAC-E-240-1890 | 2011-07-15 | 2030-12-31 | 342 | 385 | 312 | 270
16447 | SolarArk | SAC-E-240-2520 | 2011-07-15 | 2030-12-31 | 341 | 388 | 312 | 269
16448 | SolarArk | SAC-E-240-SS1890 | 2011-07-15 | 2030-12-31 | 335 | 379 | 305 | 264
16449 | SolarArk | SAC-E-240-SS2520 | 2011-07-15 | 2030-12-31 | 326 | 371 | 297 | 254
16450 | SolarArk | SAC-E-270-2835 | 2011-07-15 | 2030-12-31 | 388 | 442 | 355 | 307
16451 | SolarArk | SAC-E-270-SS2835 | 2011-07-15 | 2030-12-31 | 369 | 420 | 336 | 288
16452 | SolarArk | SAC-E-300-3150 | 2011-07-15 | 2030-12-31 | 429 | 487 | 392 | 338
16453 | SolarArk | SAC-E-300-SS3150 | 2011-07-15 | 2030-12-31 | 415 | 474 | 378 | 325
16454 | SolarArk | SAC-E-360-3780 | 2011-07-15 | 2030-12-31 | 516 | 586 | 472 | 407
16455 | SolarArk | SAC-E-360-SS3780 | 2011-07-15 | 2030-12-31 | 499 | 569 | 455 | 391
16456 | SolarArk | SAC-E-60-945 | 2011-07-15 | 2030-12-31 | 78 | 89 | 70 | 59
16457 | SolarArk | SAC-E-60-SS945 | 2011-07-15 | 2030-12-31 | 72 | 83 | 64 | 53
16458 | SolarArk | SAC-E-80-1260 | 2011-07-15 | 2030-12-31 | 105 | 121 | 95 | 80
16459 | SolarArk | SAC-E-80-SS1260 | 2011-07-15 | 2030-12-31 | 100 | 114 | 89 | 74
16460 | SolarArk | SAC-E-90-945 | 2011-07-15 | 2030-12-31 | 127 | 144 | 115 | 99
16461 | SolarArk | SAC-E-90-SS945 | 2011-07-15 | 2030-12-31 | 119 | 137 | 108 | 92
16462 | SolarArk | SAC-G-1200-VE-G9000-32N3 | 2012-11-26 | 2030-12-31 | 719 | 720 | 696 | 622
16463 | SolarArk | SAC-G-1200-VE-G9000-32N4 | 2012-11-26 | 2030-12-31 | 839 | 842 | 803 | 705
16464 | SolarArk | SAC-G-1200-VE-G9000-32N5 | 2012-11-26 | 2030-12-31 | 907 | 911 | 860 | 749
16465 | SolarArk | SAC-G-120-1260-32N2 | 2012-03-24 | 2030-12-31 | 128 | 139 | 114 | 93
16466 | SolarArk | SAC-G-120-1575-32N2 | 2012-03-24 | 2030-12-31 | 123 | 133 | 109 | 89
16467 | SolarArk | SAC-G-120-945-32N2 | 2012-03-24 | 2030-12-31 | 131 | 141 | 116 | 95
16468 | SolarArk | SAC-G-120-SS1260-32N2 | 2012-03-24 | 2030-12-31 | 126 | 137 | 112 | 92
16469 | SolarArk | SAC-G-120-SS1575-32N2 | 2012-03-24 | 2030-12-31 | 120 | 131 | 106 | 87
16470 | SolarArk | SAC-G-120-SS945-32N2 | 2012-03-24 | 2030-12-31 | 121 | 128 | 99 | 88
16471 | SolarArk | SAC-G-120-VE-G1260-32N2 | 2012-03-24 | 2030-12-31 | 124 | 134 | 110 | 90
16472 | SolarArk | SAC-G-120-VE-G1575-32N2 | 2012-03-24 | 2030-12-31 | 126 | 139 | 112 | 92
16473 | SolarArk | SAC-G-120-VE-G945-32N2 | 2012-03-24 | 2030-12-31 | 130 | 140 | 115 | 94
16474 | SolarArk | SAC-G-150-1575-32N2 | 2012-03-24 | 2030-12-31 | 170 | 185 | 152 | 126
16475 | SolarArk | SAC-G-150-SS1575-32N2 | 2012-03-24 | 2030-12-31 | 168 | 183 | 150 | 124
16476 | SolarArk | SAC-G-150-VE-G1575-32N2 | 2012-03-24 | 2030-12-31 | 168 | 184 | 150 | 125
16477 | SolarArk | SAC-G-180-1890-32N3 | 2012-03-24 | 2030-12-31 | 203 | 220 | 180 | 148
16478 | SolarArk | SAC-G-180-SS1890-32N3 | 2012-03-24 | 2030-12-31 | 195 | 211 | 173 | 142
16479 | SolarArk | SAC-G-180-VE-G1890-32N3 | 2012-03-24 | 2030-12-31 | 201 | 218 | 178 | 147
16480 | SolarArk | SAC-G-200-1575-32N3 | 2012-03-24 | 2030-12-31 | 242 | 263 | 215 | 178
16481 | SolarArk | SAC-G-200-SS1575-32N3 | 2012-03-24 | 2030-12-31 | 239 | 261 | 212 | 176
16482 | SolarArk | SAC-G-200-VE-G1575-32N3 | 2012-03-24 | 2030-12-31 | 240 | 261 | 213 | 177
16483 | SolarArk | SAC-G-210-2205-32N3 | 2012-03-24 | 2030-12-31 | 258 | 286 | 231 | 193
16484 | SolarArk | SAC-G-210-SS2205-32N3 | 2012-03-24 | 2030-12-31 | 251 | 279 | 225 | 187
16485 | SolarArk | SAC-G-210-VE-G2205-32N3 | 2012-03-24 | 2030-12-31 | 255 | 284 | 229 | 191
16486 | SolarArk | SAC-G-240-1890-32N4 | 2012-03-24 | 2030-12-31 | 255 | 266 | 271 | 187
16487 | SolarArk | SAC-G-240-2520-32N3 | 2012-03-24 | 2030-12-31 | 301 | 335 | 271 | 227
16488 | SolarArk | SAC-G-240-SS1890-32N4 | 2012-03-24 | 2030-12-31 | 301 | 332 | 269 | 226
16489 | SolarArk | SAC-G-240-SS2520-32N3 | 2012-03-24 | 2030-12-31 | 293 | 326 | 264 | 221
16490 | SolarArk | SAC-G-240-VE-G1890-32N4 | 2012-03-24 | 2030-12-31 | 299 | 330 | 266 | 221
16491 | SolarArk | SAC-G-240-VE-G2520-32N3 | 2012-03-24 | 2030-12-31 | 295 | 332 | 265 | 225
16492 | SolarArk | SAC-G-240-VE-G3600-32N2 | 2012-11-26 | 2030-12-31 | 258 | 277 | 230 | 193
16493 | SolarArk | SAC-G-240-VE-G3600-32N3 | 2012-11-26 | 2030-12-31 | 250 | 268 | 221 | 184
16494 | SolarArk | SAC-G-270-2835-32N3 | 2012-03-24 | 2030-12-31 | 337 | 372 | 303 | 255
16495 | SolarArk | SAC-G-270-SS2835-32N3 | 2012-03-24 | 2030-12-31 | 332 | 369 | 299 | 251
16496 | SolarArk | SAC-G-270-VE-G2835-32N3 | 2012-03-24 | 2030-12-31 | 333 | 369 | 300 | 252
16497 | SolarArk | SAC-G-270-VE-G4050-32N2 | 2012-11-26 | 2030-12-31 | 288 | 308 | 258 | 217
16498 | SolarArk | SAC-G-270-VE-G4050-32N3 | 2012-11-26 | 2030-12-31 | 286 | 306 | 254 | 212
16499 | SolarArk | SAC-G-300-3150-32N4 | 2012-03-24 | 2030-12-31 | 374 | 413 | 335 | 281
16500 | SolarArk | SAC-G-300-SS3150-32N4 | 2012-03-24 | 2030-12-31 | 368 | 409 | 330 | 276
16501 | SolarArk | SAC-G-300-VE-G3150-32N2 | 2012-11-26 | 2030-12-31 | 316 | 330 | 283 | 240
16502 | SolarArk | SAC-G-300-VE-G3150-32N3 | 2012-11-26 | 2030-12-31 | 338 | 359 | 301 | 252
16503 | SolarArk | SAC-G-300-VE-G3150-32N4 | 2012-03-24 | 2030-12-31 | 369 | 410 | 332 | 278
16504 | SolarArk | SAC-G-300-VE-G4500-32N3 | 2012-11-26 | 2030-12-31 | 311 | 329 | 276 | 231
16505 | SolarArk | SAC-G-300-VE-G4500-32N4 | 2012-11-26 | 2030-12-31 | 308 | 327 | 272 | 225
16506 | SolarArk | SAC-G-360-3780-32N4 | 2012-03-24 | 2030-12-31 | 453 | 499 | 407 | 343
16507 | SolarArk | SAC-G-360-SS3780-32N5 | 2012-03-24 | 2030-12-31 | 446 | 497 | 401 | 335
16508 | SolarArk | SAC-G-360-VE-G3780-32N4 | 2012-03-24 | 2030-12-31 | 448 | 496 | 403 | 339
16509 | SolarArk | SAC-G-360-VE-G4500-32N3 | 2012-11-26 | 2030-12-31 | 416 | 447 | 372 | 313
16510 | SolarArk | SAC-G-360-VE-G4500-32N4 | 2012-11-26 | 2030-12-31 | 387 | 409 | 343 | 287
16511 | SolarArk | SAC-G-360-VE-G5400-32N3 | 2012-11-26 | 2030-12-31 | 382 | 406 | 341 | 286
16512 | SolarArk | SAC-G-360-VE-G5400-32N4 | 2012-11-26 | 2030-12-31 | 374 | 396 | 332 | 277
16513 | SolarArk | SAC-G-400-VE-G4500-32N3 | 2012-11-26 | 2030-12-31 | 445 | 470 | 398 | 336
16514 | SolarArk | SAC-G-400-VE-G4500-32N4 | 2012-11-26 | 2030-12-31 | 454 | 482 | 404 | 339
16515 | SolarArk | SAC-G-450-SS3150-32N4 | 2012-11-26 | 2030-12-31 | 520 | 559 | 464 | 391
16516 | SolarArk | SAC-G-450-VE-G6750-32N3 | 2012-11-26 | 2030-12-31 | 460 | 485 | 403 | 329
16517 | SolarArk | SAC-G-450-VE-G6750-32N4 | 2012-11-26 | 2030-12-31 | 458 | 480 | 408 | 342
16518 | SolarArk | SAC-G-600-VE-G4500-32N3 | 2012-11-26 | 2030-12-31 | 548 | 556 | 506 | 434
16519 | SolarArk | SAC-G-600-VE-G4500-32N4 | 2012-11-26 | 2030-12-31 | 612 | 629 | 556 | 472
16520 | SolarArk | SAC-G-600-VE-G6750-32N3 | 2012-11-26 | 2030-12-31 | 544 | 554 | 496 | 423
16521 | SolarArk | SAC-G-600-VE-G6750-32N4 | 2012-11-26 | 2030-12-31 | 618 | 640 | 556 | 471
16522 | SolarArk | SAC-G-600-VE-G9000-32N3 | 2012-11-26 | 2030-12-31 | 566 | 583 | 509 | 432
16523 | SolarArk | SAC-G-600-VE-G9000-32N4 | 2012-11-26 | 2030-12-31 | 613 | 640 | 547 | 463
16524 | SolarArk | SAC-G-60-945-32N1 | 2012-03-24 | 2030-12-31 | 72 | 85 | 64 | 51
16525 | SolarArk | SAC-G-60-SS945-32N1 | 2012-03-24 | 2030-12-31 | 70 | 83 | 63 | 51
16526 | SolarArk | SAC-G-60-VE-G945-32N1 | 2012-03-24 | 2030-12-31 | 71 | 85 | 63 | 51
16527 | SolarArk | SAC-G-80-1260-32N2 | 2012-03-24 | 2030-12-31 | 78 | 93 | 76 | 58
16528 | SolarArk | SAC-G-80-SS1260-32N2 | 2012-03-24 | 2030-12-31 | 76 | 92 | 72 | 57
16529 | SolarArk | SAC-G-80-VE-G1260-32N2 | 2012-03-24 | 2030-12-31 | 77 | 91 | 73 | 58
16530 | SolarArk | SAC-G-90-945-32N1 | 2012-03-24 | 2030-12-31 | 91 | 97 | 81 | 67
16531 | SolarArk | SAC-G-90-SS945-32N1 | 2012-03-24 | 2030-12-31 | 88 | 94 | 78 | 65
16532 | SolarArk | SAC-G-90-VE-G945-32N1 | 2012-03-24 | 2030-12-31 | 89 | 95 | 79 | 66
16533 | SolarArk | SAC-M-1200-VE9000 | 2012-11-26 | 2030-12-31 | 900 | 906 | 842 | 723
16534 | SolarArk | SAC-M-120-1260 | 2011-07-15 | 2030-12-31 | 156 | 175 | 141 | 120
16535 | SolarArk | SAC-M-120-1575 | 2011-07-15 | 2030-12-31 | 154 | 175 | 139 | 118
16536 | SolarArk | SAC-M-120-945 | 2011-07-15 | 2030-12-31 | 164 | 184 | 149 | 129
16537 | SolarArk | SAC-M-120-SS1260 | 2011-07-15 | 2030-12-31 | 165 | 187 | 150 | 129
16538 | SolarArk | SAC-M-120-SS1575 | 2011-07-15 | 2030-12-31 | 159 | 181 | 144 | 123
16539 | SolarArk | SAC-M-120-SS945 | 2011-07-15 | 2030-12-31 | 169 | 192 | 155 | 135
16540 | SolarArk | SAC-M-120-VE1260 | 2012-03-24 | 2030-12-31 | 186 | 213 | 158 | 150
16541 | SolarArk | SAC-M-120-VE1575 | 2012-03-24 | 2030-12-31 | 165 | 189 | 151 | 129
16542 | SolarArk | SAC-M-120-VE945 | 2012-03-24 | 2030-12-31 | 173 | 196 | 159 | 138
16543 | SolarArk | SAC-M-150-1575 | 2011-07-15 | 2030-12-31 | 195 | 219 | 176 | 151
16544 | SolarArk | SAC-M-150-SS1575 | 2011-07-15 | 2030-12-31 | 206 | 234 | 188 | 162
16545 | SolarArk | SAC-M-150-VE1260 | 2013-04-05 | 2030-12-31 | 207 | 232 | 188 | 162
16546 | SolarArk | SAC-M-150-VE1575 | 2012-03-24 | 2030-12-31 | 211 | 239 | 192 | 166
16547 | SolarArk | SAC-M-180-1890 | 2011-07-15 | 2030-12-31 | 234 | 263 | 211 | 181
16548 | SolarArk | SAC-M-180-SS1890 | 2011-07-15 | 2030-12-31 | 247 | 281 | 225 | 194
16549 | SolarArk | SAC-M-180-VE1890 | 2012-03-24 | 2030-12-31 | 255 | 289 | 232 | 200
16550 | SolarArk | SAC-M-200-1575 | 2011-07-15 | 2030-12-31 | 274 | 307 | 248 | 216
16551 | SolarArk | SAC-M-200-SS1575 | 2011-07-15 | 2030-12-31 | 283 | 320 | 259 | 225
16552 | SolarArk | SAC-M-200-VE1575 | 2012-03-24 | 2030-12-31 | 291 | 331 | 267 | 233
16553 | SolarArk | SAC-M-210-2205 | 2011-07-15 | 2030-12-31 | 273 | 307 | 247 | 211
16554 | SolarArk | SAC-M-210-SS2205 | 2011-07-15 | 2030-12-31 | 289 | 328 | 263 | 226
16555 | SolarArk | SAC-M-210-VE2205 | 2012-03-24 | 2030-12-31 | 300 | 343 | 275 | 238
16556 | SolarArk | SAC-M-240-1890 | 2011-07-15 | 2030-12-31 | 328 | 368 | 298 | 259
16557 | SolarArk | SAC-M-240-2520 | 2011-07-15 | 2030-12-31 | 312 | 351 | 282 | 241
16558 | SolarArk | SAC-M-240-SS1890 | 2011-07-15 | 2030-12-31 | 339 | 384 | 310 | 270
16559 | SolarArk | SAC-M-240-SS2520 | 2011-07-15 | 2030-12-31 | 330 | 375 | 300 | 259
16560 | SolarArk | SAC-M-240-VE1890 | 2012-03-24 | 2030-12-31 | 344 | 389 | 315 | 273
16561 | SolarArk | SAC-M-240-VE2520 | 2012-03-24 | 2030-12-31 | 343 | 391 | 314 | 271
16562 | SolarArk | SAC-M-270-2835 | 2011-07-15 | 2030-12-31 | 351 | 395 | 317 | 271
16563 | SolarArk | SAC-M-270-SS2835 | 2011-07-15 | 2030-12-31 | 371 | 422 | 338 | 291
16564 | SolarArk | SAC-M-270-VE2835 | 2012-03-24 | 2030-12-31 | 391 | 445 | 358 | 309
16565 | SolarArk | SAC-M-300-3150 | 2011-07-15 | 2030-12-31 | 391 | 439 | 353 | 302
16566 | SolarArk | SAC-M-300-SS3150 | 2011-07-15 | 2030-12-31 | 413 | 469 | 376 | 324
16567 | SolarArk | SAC-M-300-VE3150 | 2012-03-24 | 2030-12-31 | 431 | 490 | 394 | 340
16568 | SolarArk | SAC-M-300-VE4050 | 2012-11-26 | 2030-12-31 | 382 | 426 | 342 | 289
16569 | SolarArk | SAC-M-300-VE4500 | 2013-04-09 | 2030-12-31 | 445 | 508 | 408 | 352
16570 | SolarArk | SAC-M-360-3780 | 2011-07-15 | 2030-12-31 | 469 | 526 | 423 | 362
16571 | SolarArk | SAC-M-360-SS3780 | 2011-07-15 | 2030-12-31 | 495 | 562 | 451 | 388
16572 | SolarArk | SAC-M-360-VE3780 | 2012-03-24 | 2030-12-31 | 519 | 590 | 475 | 410
16573 | SolarArk | SAC-M-360-VE4500 | 2012-11-26 | 2030-12-31 | 454 | 499 | 405 | 342
16574 | SolarArk | SAC-M-360-VE5400 | 2012-11-26 | 2030-12-31 | 449 | 496 | 399 | 335
16575 | SolarArk | SAC-M-400-VE4500 | 2012-11-26 | 2030-12-31 | 510 | 561 | 456 | 387
16576 | SolarArk | SAC-M-450-VE6750 | 2012-11-26 | 2030-12-31 | 557 | 611 | 495 | 415
16577 | SolarArk | SAC-M-600-VE4500 | 2012-11-26 | 2030-12-31 | 702 | 743 | 625 | 534
16578 | SolarArk | SAC-M-600-VE6750 | 2012-11-26 | 2030-12-31 | 715 | 766 | 634 | 534
16579 | SolarArk | SAC-M-600-VE9000 | 2012-11-26 | 2030-12-31 | 715 | 773 | 632 | 526
16580 | SolarArk | SAC-M-60-945 | 2011-07-15 | 2030-12-31 | 76 | 87 | 68 | 57
16581 | SolarArk | SAC-M-60-SS945 | 2011-07-15 | 2030-12-31 | 76 | 87 | 69 | 58
16582 | SolarArk | SAC-M-60-VE945 | 2012-03-24 | 2030-12-31 | 78 | 89 | 70 | 59
16583 | SolarArk | SAC-M-80-1260 | 2011-07-15 | 2030-12-31 | 102 | 116 | 91 | 76
16584 | SolarArk | SAC-M-80-SS1260 | 2011-07-15 | 2030-12-31 | 102 | 117 | 92 | 77
16585 | SolarArk | SAC-M-80-VE1260 | 2012-03-24 | 2030-12-31 | 106 | 121 | 96 | 81
16586 | SolarArk | SAC-M-90-945 | 2011-07-15 | 2030-12-31 | 117 | 131 | 105 | 90
16587 | SolarArk | SAC-M-90-SS945 | 2011-07-15 | 2030-12-31 | 123 | 140 | 112 | 97
16588 | SolarArk | SAC-M-90-VE1890 | 2013-04-05 | 2030-12-31 | 100 | 110 | 86 | 69
16589 | SolarArk | SAC-M-90-VE900 | 2013-04-05 | 2030-12-31 | 108 | 114 | 104 | 79
16590 | SolarArk | SAC-M-90-VE945 | 2012-03-24 | 2030-12-31 | 128 | 146 | 117 | 101
16591 | SolarArk | SAC-W-60-SS800-32N1 | 2013-04-05 | 2030-12-31 | 46 | 48 | 41 | 33
16592 | SolarArk | SAC-W-90-SS1000-32N1 | 2013-04-05 | 2030-12-31 | 81 | 86 | 73 | 61
16593 | Thermann | TEC02-400C1-336G1 | 2020-11-11 | 2030-12-31 | 75 | 84 | 67 | 57
16594 | Thermann | TEC02-400C1-336G2 | 2020-11-11 | 2030-12-31 | 66 | 74 | 57 | 47
16595 | Thermann | TEC02-400C1-348G1 | 2020-11-11 | 2030-12-31 | 75 | 84 | 67 | 57
16596 | Thermann | TEC02-400C1-348G2 | 2020-11-11 | 2030-12-31 | 66 | 73 | 57 | 47
16597 | Thermann | TEC04-400C2-336G1 | 2020-11-11 | 2030-12-31 | 184 | 207 | 169 | 148
16598 | Thermann | TEC04-400C2-336G2 | 2020-11-11 | 2030-12-31 | 172 | 194 | 157 | 135
16599 | Thermann | TEC04-400C2-336G3 | 2020-11-11 | 2030-12-31 | 158 | 177 | 141 | 119
16600 | Thermann | TEC04-400C2-348G1 | 2020-11-11 | 2030-12-31 | 183 | 206 | 169 | 148
16601 | Thermann | TEC04-400C2-348G2 | 2020-11-11 | 2030-12-31 | 172 | 194 | 156 | 135
16602 | Thermann | TEC04-400C2-348G3 | 2020-11-11 | 2030-12-31 | 158 | 177 | 141 | 120
16603 | Thermann | TEC06-400C3-336G1 | 2020-11-11 | 2030-12-31 | 249 | 270 | 226 | 196
16604 | Thermann | TEC06-400C3-336G2 | 2020-11-11 | 2030-12-31 | 284 | 323 | 260 | 226
16605 | Thermann | TEC06-400C3-336G3 | 2020-11-11 | 2030-12-31 | 271 | 306 | 247 | 214
16606 | Thermann | TEC06-400C3-348G1 | 2020-11-11 | 2030-12-31 | 249 | 265 | 226 | 196
16607 | Thermann | TEC06-400C3-348G2 | 2020-11-11 | 2030-12-31 | 284 | 323 | 260 | 226
16608 | Thermann | TEC06-400C3-348G3 | 2020-11-11 | 2030-12-31 | 271 | 306 | 247 | 215
16609 | Thermann | TEC08-400C4-336G1 | 2020-11-11 | 2030-12-31 | 304 | 320 | 276 | 239
16610 | Thermann | TEC08-400C4-336G2 | 2020-11-11 | 2030-12-31 | 380 | 429 | 348 | 303
16611 | Thermann | TEC08-400C4-336G3 | 2020-11-11 | 2030-12-31 | 377 | 427 | 346 | 303
16612 | Thermann | TEC08-400C4-348G1 | 2020-11-11 | 2030-12-31 | 303 | 315 | 276 | 239
16613 | Thermann | TEC08-400C4-348G2 | 2020-11-11 | 2030-12-31 | 380 | 429 | 348 | 303
16614 | Thermann | TEC08-400C4-348G3 | 2020-11-11 | 2030-12-31 | 377 | 427 | 346 | 304
16615 | Thermann | TEC10-400C5-336G1 | 2020-11-11 | 2030-12-31 | 348 | 355 | 319 | 276
16616 | Thermann | TEC10-400C5-336G2 | 2020-11-11 | 2030-12-31 | 459 | 512 | 420 | 367
16617 | Thermann | TEC10-400C5-336G3 | 2020-11-11 | 2030-12-31 | 476 | 540 | 439 | 386
16618 | Thermann | TEC10-400C5-348G1 | 2020-11-11 | 2030-12-31 | 348 | 355 | 318 | 276
16619 | Thermann | TEC10-400C5-348G2 | 2020-11-11 | 2030-12-31 | 459 | 512 | 420 | 367
16620 | Thermann | TEC10-400C5-348G3 | 2020-11-11 | 2030-12-31 | 476 | 540 | 439 | 386
16621 | Thermann | TEC12-400C6-336G1 | 2020-11-11 | 2030-12-31 | 381 | 375 | 353 | 306
16622 | Thermann | TEC12-400C6-336G2 | 2020-11-11 | 2030-12-31 | 523 | 571 | 478 | 416
16623 | Thermann | TEC12-400C6-336G3 | 2020-11-11 | 2030-12-31 | 570 | 643 | 524 | 461
16624 | Thermann | TEC12-400C6-348G1 | 2020-11-11 | 2030-12-31 | 381 | 385 | 352 | 306
16625 | Thermann | TEC12-400C6-348G2 | 2020-11-11 | 2030-12-31 | 523 | 571 | 478 | 416
16626 | Thermann | TEC12-400C6-348G3 | 2020-11-11 | 2030-12-31 | 570 | 643 | 524 | 460
16627 | Thermann | TEC14-400C7-336G1 | 2020-11-11 | 2030-12-31 | 404 | 381 | 379 | 331
16628 | Thermann | TEC14-400C7-336G2 | 2020-11-11 | 2030-12-31 | 571 | 608 | 520 | 451
16629 | Thermann | TEC14-400C7-336G3 | 2020-11-11 | 2030-12-31 | 658 | 737 | 604 | 529
16630 | Thermann | TEC14-400C7-348G1 | 2020-11-11 | 2030-12-31 | 404 | 405 | 379 | 331
16631 | Thermann | TEC14-400C7-348G2 | 2020-11-11 | 2030-12-31 | 571 | 608 | 520 | 451
16632 | Thermann | TEC14-400C7-348G3 | 2020-11-11 | 2030-12-31 | 658 | 737 | 604 | 528
16633 | Thermann | TEC16-400C8-336G1 | 2020-11-11 | 2030-12-31 | 416 | 372 | 398 | 351
16634 | Thermann | TEC16-400C8-336G2 | 2020-11-11 | 2030-12-31 | 602 | 623 | 547 | 473
16635 | Thermann | TEC16-400C8-336G3 | 2020-11-11 | 2030-12-31 | 739 | 823 | 677 | 591
16636 | Thermann | TEC16-400C8-348G1 | 2020-11-11 | 2030-12-31 | 416 | 416 | 398 | 351
16637 | Thermann | TEC16-400C8-348G2 | 2020-11-11 | 2030-12-31 | 602 | 623 | 546 | 473
16638 | Thermann | TEC16-400C8-348G3 | 2020-11-11 | 2030-12-31 | 739 | 823 | 677 | 590
16639 | Thermann | TG16-400S8-28TH4-EXT | 2019-11-15 | 2030-12-31 | 705 | 786 | 652 | 572
16640 | Thermann | TG16-400S8-28TH4-INT | 2019-11-15 | 2030-12-31 | 701 | 783 | 648 | 568
16641 | Thermann | TG16-400S8-32TH4-EXT | 2019-11-15 | 2030-12-31 | 819 | 899 | 775 | 705
16642 | Thermann | TG16-400S8-400F1-28TH4-EXT | 2019-11-15 | 2030-12-31 | 700 | 785 | 648 | 568
16643 | Thermann | TG16-400S8-400F1-28TH4-INT | 2019-11-15 | 2030-12-31 | 698 | 783 | 646 | 565
16644 | Thermann | TG16-400S8-400F1-32TH4-EXT | 2019-11-15 | 2030-12-31 | 813 | 897 | 768 | 697
16645 | Thermann | TG4-400S2-28TH1-EXT | 2019-11-15 | 2030-12-31 | 130 | 144 | 118 | 101
16646 | Thermann | TG4-400S2-28TH1-INT | 2019-11-15 | 2030-12-31 | 130 | 143 | 118 | 100
16647 | Thermann | TG4-400S2-32TH1-EXT | 2019-11-15 | 2030-12-31 | 159 | 176 | 149 | 133
16648 | Thermann | TG4-400S2-400F1-28TH1-EXT | 2019-11-15 | 2030-12-31 | 133 | 150 | 122 | 104
16649 | Thermann | TG4-400S2-400F1-28TH1-INT | 2019-11-15 | 2030-12-31 | 132 | 149 | 120 | 102
16650 | Thermann | TG4-400S2-400F1-32TH1-EXT | 2019-11-15 | 2030-12-31 | 161 | 180 | 152 | 136
16651 | Thermann | TG8-400S4-28TH2-EXT | 2019-11-15 | 2030-12-31 | 323 | 360 | 298 | 259
16652 | Thermann | TG8-400S4-28TH2-INT | 2019-11-15 | 2030-12-31 | 321 | 358 | 296 | 257
16653 | Thermann | TG8-400S4-32TH2-EXT | 2019-11-15 | 2030-12-31 | 365 | 402 | 344 | 310
16654 | Thermann | TG8-400S4-400F1-28TH2-EXT | 2019-11-15 | 2030-12-31 | 327 | 366 | 304 | 266
16655 | Thermann | TG8-400S4-400F1-28TH2-INT | 2019-11-15 | 2030-12-31 | 325 | 364 | 301 | 263
16656 | Thermann | TG8-400S4-400F1-32TH2-EXT | 2019-11-15 | 2030-12-31 | 371 | 410 | 353 | 319
16657 | Trigen | TS200E04450BA | 2012-12-07 | 2030-12-31 | 321 | 348 | 303 | 291
16658 | Trigen | TS250E05450BA | 2012-12-07 | 2030-12-31 | 369 | 417 | 349 | 317
16659 | Trigen | TS300E06450BA | 2012-12-07 | 2030-12-31 | 483 | 536 | 474 | 460
16660 | Trigen | TS350E07450BA | 2012-12-07 | 2030-12-31 | 521 | 588 | 494 | 454
16661 | Trigen | TS400E08450BA | 2012-12-07 | 2030-12-31 | 587 | 662 | 552 | 496
16662 | Trigen | TS0230S02315BA | 2012-12-07 | 2030-12-31 | 79 | 91 | 73 | 64
16663 | Trigen | TS0230S02450BA | 2012-12-07 | 2030-12-31 | 70 | 80 | 70 | 57
16664 | Trigen | TS0330E02450BA | 2012-12-07 | 2030-12-31 | 128 | 145 | 119 | 105
16665 | Trigen | TS0330E02450TPA | 2012-12-07 | 2030-12-31 | 109 | 120 | 99 | 84
16666 | Trigen | TS0330S03315BA | 2012-12-07 | 2030-12-31 | 119 | 136 | 110 | 96
16667 | Trigen | TS0330S03450BA | 2012-12-07 | 2030-12-31 | 105 | 120 | 105 | 86
16668 | Trigen | TS0430S04315BA | 2012-12-07 | 2030-12-31 | 158 | 182 | 146 | 128
16669 | Trigen | TS0430S04450BA | 2012-12-07 | 2030-12-31 | 140 | 160 | 140 | 114
16670 | Trigen | TS0630E04450BA | 2012-12-07 | 2030-12-31 | 257 | 292 | 241 | 211
16671 | Trigen | TS0630E04450TPA | 2012-12-07 | 2030-12-31 | 219 | 240 | 198 | 170
16672 | Trigen | TS0930E06450BA | 2012-12-07 | 2030-12-31 | 387 | 440 | 362 | 318
16673 | Trigen | TS0930E06450TPA | 2012-12-07 | 2030-12-31 | 328 | 360 | 296 | 254
16674 | Trigen | TS1230E08450BA | 2012-12-07 | 2030-12-31 | 517 | 588 | 483 | 425
16675 | Trigen | TS1230E08450TPA | 2012-12-07 | 2030-12-31 | 437 | 480 | 395 | 339
16676 | Trigen | TS1530E10450BA | 2012-12-07 | 2030-12-31 | 648 | 736 | 605 | 533
16677 | Trigen | TS1530E10450TPA | 2012-12-07 | 2030-12-31 | 547 | 601 | 494 | 424
16678 | Trigen | TS1830E12450BA | 2012-12-07 | 2030-12-31 | 778 | 884 | 727 | 641
16679 | Trigen | TS1830E12450TPA | 2012-12-07 | 2030-12-31 | 656 | 721 | 593 | 509
16680 | Trigen | TS2130E14450BA | 2012-12-07 | 2030-12-31 | 908 | 1031 | 849 | 748
16681 | Trigen | TS2130E14450TPA | 2012-12-07 | 2030-12-31 | 765 | 841 | 691 | 593
16682 | Trigen | TS2430E16450BA | 2012-12-07 | 2030-12-31 | 1038 | 1179 | 971 | 854
16683 | Trigen | TS2430E16450TPA | 2012-12-07 | 2030-12-31 | 875 | 961 | 790 | 678
16684 | Trigen | TS2730E18450BA | 2012-12-07 | 2030-12-31 | 1168 | 1326 | 1091 | 961